## Report Info
Contents - VA PG-18-5 Department of Veterans Affairs SPINAL CORD INJURY / DISORDERS CENTER (SCI/D) (104) Workshop Report Generated: 15 Mar 2022 10:47AM ET

## SPINAL CORD INJURY DISORDERS
SPINAL CORD INJURY / DISORDERS CENTER (SCI/D) (104) | SPINAL CORD INJURY / DISORDERS CENTER (SCI/D) (104) | SPINAL CORD INJURY / DISORDERS CENTER (SCI/D) (104) | SPINAL CORD INJURY / DISORDERS CENTER (SCI/D) (104) | SPINAL CORD INJURY / DISORDERS CENTER (SCI/D) (104)
2 - SCI/D CENTER ACUTE CARE (AC) RECEPTION AREA | 2 - SCI/D CENTER ACUTE CARE (AC) RECEPTION AREA | 2 - SCI/D CENTER ACUTE CARE (AC) RECEPTION AREA | 2 - SCI/D CENTER ACUTE CARE (AC) RECEPTION AREA | 2 - SCI/D CENTER ACUTE CARE (AC) RECEPTION AREA
1 - SB071 - SCI AC Accessible Waiting, Bldg Sprt | 1 - SB071 - SCI AC Accessible Waiting, Bldg Sprt | 1 - SB071 - SCI AC Accessible Waiting, Bldg Sprt | 1 - SB071 - SCI AC Accessible Waiting, Bldg Sprt | 1 - SB071 - SCI AC Accessible Waiting, Bldg Sprt
JSN | NAME | QTY | ACQ/INS | DESCRIPTION
A5077 | Dispenser, Hand Sanitizer, Hands-Free | 1 | VV | A touch free wall-mounted hand sanitizer dispenser. For use throughout a healthcare facility. Unit does not include the sanitizing liquid. Units are battery operated.
A5210 | Bracket, Television, Wall Mounted, w/Adjust Arm | 1 | VV | Wall mounted television bracket with adjustable arm. Consists of movable arm with minimum 120 degree swivel. Designed for holding wall mounted, flat panel television units in patient rooms.
A5220 | Bracket, Television, Wall Backing | 1 | CC | Wall mounted television bracket backing which provides additional support and strength for the installation of the television bracket. Option available for interior or exterior plate and sized for 12” 16” or 24” stud spacing.
A6046 | Artwork, Decorative, With Frame | 1 | VV | This JSN is to be used for determining and defining location of decorative artwork.
F0206 | Chair, Side, Bariatric, With Arms | 1 | VV | A bariatric side chair with arms for use in a waiting room, lobby or other patient area. Chair will have a padded seat and back and have a capacity of 800 pounds.
F0305 | Chair, Waiting Room, Single | 4 | VV | Single seat waiting room chair with foam padded seat and back. Upholstered with either woven fabric textile or vinyl. Arms and floor glides included.
F2000 | Basket, Wastepaper, Fire Resistant | 1 | VV | Wastepaper basket, fire resistant, approximately 40 quart capacity. This unit is used to collect and temporarily store small quantities of paper refuse in patient rooms, administrative areas and nursing stations. Size and shape varies depending on the application and manufacturer selected.
F2300 | Rack, Magazine, Wall Mounted | 1 | VV | Wall mounted magazine rack with nine (9) magazine holding compartments.
F3200 | Clock, Battery, 12" Diameter | 1 | VV | Clock, 12" diameter. Round surface, easy to read numbers with sweep second hand. Wall mounted unit for use when impractical to install a fully synchronized clock system. Battery operated, (batteries not included).
M0506 | Television, Flat Screen | 1 | VV | Flat screen television with approximately 32'" to 40' diagonal screen size. The TV will have built-in speakers, NTSC tuner, a 16:9 wide screen aspect ratio, a minimum of 1280 x 768 resolution and a remote control.
2 - SB132 - SCI AC Information Desk, Bldg Sprt | 2 - SB132 - SCI AC Information Desk, Bldg Sprt | 2 - SB132 - SCI AC Information Desk, Bldg Sprt | 2 - SB132 - SCI AC Information Desk, Bldg Sprt | 2 - SB132 - SCI AC Information Desk, Bldg Sprt
JSN | NAME | QTY | ACQ/INS | DESCRIPTION
A1010 | Telecommunication Outlet | 1 | VV | Telecommunication outlet location.
A1015 | Telephone, Desk, Multiple Line | 1 | VV | Telephone, desk, multiple line.
A6105 | Counter, Reception Control, Built-In | 1 | CC | Counter, control, inpatient, built-in. Consists of two 18” wide base cabinets with two drawers and file drawer, two 30” wide pencil drawers and two 18” wide base cabinet with four drawers. The countertop shall be a composition of wood particle core with plastic laminate surface having a hard smooth surface finish, standard thickness of 1” and a 4” butt backsplash/curb. Pricing based on a 30" depth.
F0275 | Chair, Swivel, High Back | 1 | VV | Highback contemporary swivel chair, 41" high X 23" wide X 23" deep with five (5) caster swivel base and arms. Chair may be used at desks or in conference rooms. Back and seat are foam padded and upholstered with either woven textile fabric or vinyl.
F2000 | Basket, Wastepaper, Fire Resistant | 1 | VV | Wastepaper basket, fire resistant, approximately 40 quart capacity. This unit is used to collect and temporarily store small quantities of paper refuse in patient rooms, administrative areas and nursing stations. Size and shape varies depending on the application and manufacturer selected.
M1801 | Computer, Microprocessing, w/Flat Panel Monitor | 1 | VV | Desk top microprocessing computer. The unit shall consist of a central processing mini tower, flat panel monitor, keyboard, mouse and speakers. The system shall have the following minimum characteristics: a 2.8 GHz Pentium processor; 512 MB memory; 80GB hard drive; 32/48x CD-ROMDVD combo; 1.44MB network interface card; video 32 MB NVIDIA; a 18 inch flat panel monitor. The computer is used throughout the facility to input, manipulate and retrieve information.
3 - SC004 - SCI AC Admissions / Discharge, Clncl Sprt | 3 - SC004 - SCI AC Admissions / Discharge, Clncl Sprt | 3 - SC004 - SCI AC Admissions / Discharge, Clncl Sprt | 3 - SC004 - SCI AC Admissions / Discharge, Clncl Sprt | 3 - SC004 - SCI AC Admissions / Discharge, Clncl Sprt
JSN | NAME | QTY | ACQ/INS | DESCRIPTION
A1010 | Telecommunication Outlet | 1 | VV | Telecommunication outlet location.
A1015 | Telephone, Desk, Multiple Line | 1 | VV | Telephone, desk, multiple line.
A6105 | Counter, Reception Control, Built-In | 1 | CC | Counter, control, inpatient, built-in. Consists of two 18” wide base cabinets with two drawers and file drawer, two 30” wide pencil drawers and two 18” wide base cabinet with four drawers. The countertop shall be a composition of wood particle core with plastic laminate surface having a hard smooth surface finish, standard thickness of 1” and a 4” butt backsplash/curb. Pricing based on a 30" depth.
F0275 | Chair, Swivel, High Back | 1 | VV | Highback contemporary swivel chair, 41" high X 23" wide X 23" deep with five (5) caster swivel base and arms. Chair may be used at desks or in conference rooms. Back and seat are foam padded and upholstered with either woven textile fabric or vinyl.
F2000 | Basket, Wastepaper, Fire Resistant | 1 | VV | Wastepaper basket, fire resistant, approximately 40 quart capacity. This unit is used to collect and temporarily store small quantities of paper refuse in patient rooms, administrative areas and nursing stations. Size and shape varies depending on the application and manufacturer selected.
M1801 | Computer, Microprocessing, w/Flat Panel Monitor | 1 | VV | Desk top microprocessing computer. The unit shall consist of a central processing mini tower, flat panel monitor, keyboard, mouse and speakers. The system shall have the following minimum characteristics: a 2.8 GHz Pentium processor; 512 MB memory; 80GB hard drive; 32/48x CD-ROMDVD combo; 1.44MB network interface card; video 32 MB NVIDIA; a 18 inch flat panel monitor. The computer is used throughout the facility to input, manipulate and retrieve information.
4 - SB086 - SCI AC Visitor Lounge, Bldg Sprt | 4 - SB086 - SCI AC Visitor Lounge, Bldg Sprt | 4 - SB086 - SCI AC Visitor Lounge, Bldg Sprt | 4 - SB086 - SCI AC Visitor Lounge, Bldg Sprt | 4 - SB086 - SCI AC Visitor Lounge, Bldg Sprt
JSN | NAME | QTY | ACQ/INS | DESCRIPTION
A1012 | Telephone, Wall Mounted, 1 Line | 1 | VV | Telephone, wall mounted, 1 line.
A5075 | Dispenser, Soap, Disposable | 1 | VV | Disposable soap dispenser. One-handed dispensing operation. Designed to accommodate disposable soap cartridge and valve.
A5077 | Dispenser, Hand Sanitizer, Hands-Free | 1 | VV | A touch free wall-mounted hand sanitizer dispenser. For use throughout a healthcare facility. Unit does not include the sanitizing liquid. Units are battery operated.
A5080 | Dispenser, Paper Towel, SS, Surface Mounted | 1 | CC | A surface mounted, satin finish stainless steel, single-fold, paper towel dispenser. Dispenser features: tumbler lock; front hinged at bottom; and refill indicator slot. Minimum capacity 400 single-fold paper towels. For general purpose use throughout the facility.
A5210 | Bracket, Television, Wall Mounted, w/Adjust Arm | 1 | VV | Wall mounted television bracket with adjustable arm. Consists of movable arm with minimum 120 degree swivel. Designed for holding wall mounted, flat panel television units in patient rooms.
A5220 | Bracket, Television, Wall Backing | 1 | CC | Wall mounted television bracket backing which provides additional support and strength for the installation of the television bracket. Option available for interior or exterior plate and sized for 12” 16” or 24” stud spacing.
A6046 | Artwork, Decorative, With Frame | 2 | VV | This JSN is to be used for determining and defining location of decorative artwork.
C04E0 | Cabinet, U/C/B, 1 Shelf, 1 Drawer, 2 DO, 36x36x22 | 1 | CC | Standing height under counter base cabinet with an adjustable shelf and a full width drawer above solid hinged doors. Also referred to as a combination cabinet or a drawer and cupboard cabinet. For general purpose use throughout the facility.
CT020 | Countertop, Solid Surface | 1 | CC | A solid, nonporous countertop with a smooth seamless appearance. Easy to clean and maintain and with proper cleaning does not support the growth of mold. An acrylic-based solid surface product. Standard thickness of 1", and a 4" butt backsplash/curb. Also referred to as a work surface or work top. Available in a choice of colors and depths. Used in lab and other hospital areas requiring optimum physical and chemical resisting properties.
F0100 | Bin, Mail Sorting, Table Mounted | 1 | VV | Table mounted mail sorting bin with sufficient adjustable dividers to accommodate all standard size papers, and computer reports. Typical number of compartments for bin is forty eight (48).
F0115 | Bookcase, Open, 5 Shelf | 2 | VV | Freestanding open shelf bookcase, approximately 82" high X 37" wide X 18" deep with 5 (five) adjustable shelves. Unit can be separate or part of a system with available add-on shelving.
F0225 | Chair, Dining Room | 7 | VV | Dining room chair with glides. Chair has straight legs with cushioned cloth or vinyl seat.
F0255 | Chair, Easy | 1 | VV | Easy chair approximately 35" high X 28" wide X 32" deep with arms and floor glides. Arms, back and seat are foam padded and upholstered in woven textile fabric or vinyl.
F0375 | Sofa, Upholstered | 1 | VV | Executive sofa with woven fabric textile or vinyl upholstery, foam padded arms, steel spring and foam rubber backs and seats, and floor glides.
F0740 | Table, Occasional, Lamp | 1 | VV | Occasional lamp table (end table) approximately 20" high X 27" wide X 27" deep with choice of finishes (wood, oak veneer, or high pressure laminate).
F0795 | Table, Dining | 2 | VV | Dining table. Round 42" diameter or square 42" X 42". Used in dining facilities and can comfortably seat up to four (4) persons.
F2000 | Basket, Wastepaper, Fire Resistant | 1 | VV | Wastepaper basket, fire resistant, approximately 40 quart capacity. This unit is used to collect and temporarily store small quantities of paper refuse in patient rooms, administrative areas and nursing stations. Size and shape varies depending on the application and manufacturer selected.
F2420 | Lamp, Table, With Shade | 1 | VV | Table lamp, 27-34" high X 6" wide X 6" deep with linen shade. Convenience outlet required at point of use.
F3010 | Board, Bulletin, 48 x 48 | 1 | VV | Open face bulletin board. Cork posting panel with moisture proof backing. Variety of frames to choose from. Used for posting notes and messages.
F3200 | Clock, Battery, 12" Diameter | 1 | VV | Clock, 12" diameter. Round surface, easy to read numbers with sweep second hand. Wall mounted unit for use when impractical to install a fully synchronized clock system. Battery operated, (batteries not included).
K1552 | Brewer, Coffee, Auto, Elect, 3 Burner, Front/Back | 1 | VV | Space saving front to back automatic coffee maker. This unit includes a heating tank, connection for a cold water supply, decanter service with three burners, funnel and a water flow controller. The unit is used for semi-automatic coffee brewing in cafeterias and commercial institutions. The unit automatically shuts off the water flow when enough has passed through to fill the pot. The unit is normally provided plumbed with a hot water faucet to the side for making other hot drinks (tea, cider, cocoa, etc.). The database height dimension does not include the clearance for coffee decanters warming on the upper burners.
M0515 | Television, HD, 40" Class | 1 | VV | High definition (HDTV) multimedia flat panel LED 40" class display television. The TV will have a 16:9 wide screen aspect ratio, minimum of 1920 x 1080 display resolution, digital tuner, minimum refresh rate of 60Hz, minimum of two HDMI ports and 1 USB port ENERGY STAR certified.
T0175 | Cabinet, Storage, Tool | 1 | VV | Tool storage cabinet. This unit is mobile and has four separate areas to accept the different types of tools. Cabinet is used to provide the basic tools needed for "hands on" experience in wood, electricity, metal and power technology.
5 - SB191 - SCI AC Public Toilet, Bldg Sprt | 5 - SB191 - SCI AC Public Toilet, Bldg Sprt | 5 - SB191 - SCI AC Public Toilet, Bldg Sprt | 5 - SB191 - SCI AC Public Toilet, Bldg Sprt | 5 - SB191 - SCI AC Public Toilet, Bldg Sprt
JSN | NAME | QTY | ACQ/INS | DESCRIPTION
A1067 | Mirror, Float Glass, ADA Accessible | 1 | CC | A high quality 1/4" polished float glass mirror with a stainless steel frame. Frame holds mirror in a tilted position for accessibility and compliance with ADA requirements. Mirror has a galvanized steel back secured to frame with concealed screws with integral horizontal hanging brackets. Mirror shall be approximately 18" wide and 36" high. Other sizes are available.
A4995 | Table, Diaper Changing, Wall Mounted | 1 | CC | Wall mounted diaper changing table for use in public restrooms. Unit is a fold down system that folds upward when not in use for minimal intrusion into the room. Changing surface is contoured and has safety belt to insure that an infant will not fall from the table. Table is designed to hold no less than 250 pounds static weight. Closed dimensions are approximately 21" H x 36" W x 5" D. Open dimensions vary according to style. One system's open dimensions are 15 " high, 32" wide and 19" deep.
A5075 | Dispenser, Soap, Disposable | 1 | VV | Disposable soap dispenser. One-handed dispensing operation. Designed to accommodate disposable soap cartridge and valve.
A5082 | Dispenser, Paper Towel, Sensor, Hands Free | 1 | CC | A surface mounted, sensor activated, automatic, roll paper towel dispenser. The unit dispenses a paper towel automatically only when hands are place in position below the dispenser for maximum sanitation and hygiene. May include adjustable settings for sheet length, time delay, and sensor range. Unit is battery operated or with optional AC power adapter.
A5090 | Disposal, Sanitary Napkin, SS, Surface Mounted | 1 | CC | A surface mounted, satin finish stainless steel, sanitary napkin disposal. Disposal features a flip-up cover, secured to the container by a heavy duty stainless steel piano-hinge. Disposal may be secured to wall or toilet partition. For general purpose use in female toilet stalls or rooms and uni-sex toilet rooms.
A5109 | Grab Bar, 1-1/4" Dia., SS, 2 Wall, W/C Accessible | 1 | CC | A 1-1/4" diameter, satin finish stainless steel, peened gripping surface, 2 wall toilet stall/ room, grab bar with concealed mounting flanges. Snap over flanges are provided to conceal mounting screws. A selection of mounting kits and concealed anchor devices are available from the manufacturers for different types of installations. Grab bar shall comply with barrier-free accessibility guidelines for structural strength. For typical water closet applications in toilet stalls and rooms where ADA (American's With Disabilities Act) requirements must be met.
A5145 | Hook, Garment, Double, SS, Surface Mounted | 1 | CC | A surface mounted, satin finish stainless steel, double garment hook. Equipped with a concealed mounting bracket that is secured to a concealed wall plate. For general purpose use throughout the facility to hang various items of apparel.
A5200 | Dispenser, Toilet Tissue, SS, 2-Roll, Surface Mntd | 1 | CC | A concealed surface mounted, double roll, satin finish stainless steel, toilet tissue dispenser. Unit accommodates two standard-core toilet tissue rolls through 5" in diameter. Spindles are chrome plated plastic with a heavy-duty internal spring and turn freely for non-controlled delivery. For general purpose use in restrooms.
F2010 | Basket, Wastepaper, Step-On | 1 | VV | "Step-on" wastepaper basket with inner liner and foot petal activated flip top.
P3200 | Lavatory, Vitreous China, Slab Type w/Sens Op Fauc | 1 | CC | Wall mounted, slab type, vitreous china, lavatory (approximately 7 x 15 x 10 inches) with faucet holes on 4 inch centers; electronic sensor operated, goose neck spout and grid strainer. It shall be suitable for use in clinics, offices and patient care areas.
P9050 | Toilet, Wall Hung, Siphon Jet | 1 | CC | Siphon jet water closet/ toilet. This unit is wall hung with an elongated bowl, top spud flushometer, seat with open front and check hinge, and carrier. Used in restrooms throughout the health care facility.
3 - SCI/D CENTER ACUTE CARE PATIENT CARE UNIT (AC-PCU) PATIENT AREA | 3 - SCI/D CENTER ACUTE CARE PATIENT CARE UNIT (AC-PCU) PATIENT AREA | 3 - SCI/D CENTER ACUTE CARE PATIENT CARE UNIT (AC-PCU) PATIENT AREA | 3 - SCI/D CENTER ACUTE CARE PATIENT CARE UNIT (AC-PCU) PATIENT AREA | 3 - SCI/D CENTER ACUTE CARE PATIENT CARE UNIT (AC-PCU) PATIENT AREA
1 - ISC05 - AC Patient Bedroom, SCI | 1 - ISC05 - AC Patient Bedroom, SCI | 1 - ISC05 - AC Patient Bedroom, SCI | 1 - ISC05 - AC Patient Bedroom, SCI | 1 - ISC05 - AC Patient Bedroom, SCI
JSN | NAME | QTY | ACQ/INS | DESCRIPTION
A1010 | Telecommunication Outlet | 2 | VV | Telecommunication outlet location.
A1070 | Mirror, Float Glass, With SS Frame, 36 x Required | 1 | CC | A high quality 1/4" polished float glass mirror, framed in a one-piece, satin finished, stainless steel angle frame. All edges of the mirror are protected by absorbing filler strips. Back of mirror is protected by a protective coating. Mirror has a galvanized steel back with integral horizontal hanging brackets and wall hangers for concealed mounting. For use in restroom areas having a vanity with two or more countertop mounted lavatories. Pricing is based upon a 36" H X 36" W mirror.
A1110 | Headwall, Prefabricated, General, 1-2 bed | 1 | CC | 1-2 bed, general, prefabricated headwall. Unit consists of a patient service module for general care, single or double bed type. It contains lighting, medical gases, electrical outlets, nurse call and bed bumper. Specify number and type of medical gas and electrical outlets. Size of module will vary by type and configuration of outlets.
A1205 | Lift System, Overhead, Patient Room w/Bath | 1 | VC | An overhead rail system specifically designed for patient lifting and movement for a single bed patient room including the bathroom. The system will consist of recessed or ceiling mounted primary and secondary rails, lift motor with rolling carriage, patient harness or seat, and a hand controller or control box with charger. System will facilitate lifting and movement of patient to and from bed to gurney, chair, bath, commode, or other requirement. Minimum lift capability is 550 pounds. Custom design of track layout by manufacturer is essential to meet individual facility requirements.
A5075 | Dispenser, Soap, Disposable | 1 | VV | Disposable soap dispenser. One-handed dispensing operation. Designed to accommodate disposable soap cartridge and valve.
A5077 | Dispenser, Hand Sanitizer, Hands-Free | 1 | VV | A touch free wall-mounted hand sanitizer dispenser. For use throughout a healthcare facility. Unit does not include the sanitizing liquid. Units are battery operated.
A5080 | Dispenser, Paper Towel, SS, Surface Mounted | 1 | CC | A surface mounted, satin finish stainless steel, single-fold, paper towel dispenser. Dispenser features: tumbler lock; front hinged at bottom; and refill indicator slot. Minimum capacity 400 single-fold paper towels. For general purpose use throughout the facility.
A5108 | Waste Disposal Unit, Sharps | 1 | VV | A container for collecting and transporting syringes and other sharps for decontamination and disposal. Available in 2 gallon and 8 gallon with locking rotor. Complies with OSHA regulations for handling sharps.
A5145 | Hook, Garment, Double, SS, Surface Mounted | 1 | CC | A surface mounted, satin finish stainless steel, double garment hook. Equipped with a concealed mounting bracket that is secured to a concealed wall plate. For general purpose use throughout the facility to hang various items of apparel.
A5180 | Track, Cubicle, Surface Mounted, With Curtain | 9 | VV | Surface mounted cubicle track, with curtain. Track constructed of thick extruded aluminum. Equipped with self lubricating carriers, beaded drop chain hooks, and flame resistant curtain. To include removable end caps. Designed to be suspended around patient areas where privacy is needed. Price listed is per foot of the track, curtains to be priced per quote.
A5212 | Bracket, Television, Wall-Mounted, Tilt/Angle | 1 | VV | A wall mounted, tilt/angled TV bracket for 37" to 80" TVs. Mount will be a universal and VESA compliant unit with a load capacity of up to 130 lbs.
A5220 | Bracket, Television, Wall Backing | 1 | CC | Wall mounted television bracket backing which provides additional support and strength for the installation of the television bracket. Option available for interior or exterior plate and sized for 12” 16” or 24” stud spacing.
CT025 | Countertop, Solid Surface with Sink Combination | 1 | CC | A solid, nonporous countertop approximately 36"W x 22"D with a undercounter sink combination. The countertop is an acrylic-based solid surface product with a standard thickness of 1", and a 4" butt backsplash/curb. Surfaces will be easy to clean and maintain. Also referred to as a work surface or work top with sink. Available in a choice of colors, depths and sink shapes. Used for various applications in patient rooms, restrooms and throughout the facility. Usually a part of a casework interior design program. Unit does not include the drain and faucet.
F0096 | Wardrobe, Vestment, Built In | 1 | VV | Vestment wardrobe. This unit must be custom designed to conform to built-in requirements. Surfaced inside and out with high-pressure plastic laminates.
F0205 | Chair, Side With Arms | 1 | VV | Upholstered side chair, 32" high X 21" wide X 23" deep with arms, padded seats and padded backs. Seat height is a minimum of 17". Available with or without sled base.
F0355 | Footstool, Straight | 1 | VV | Step stool. Used to assist patients getting on and off exam or surgical tables. Fitted with electrically conductive rubber tips.
F0370 | Sofa, Sleeper, Upholstered | 1 | VV | A sleeper sofa with a highly durable, stain resistant and long lasting fabric upholstery. The sleeper sofa will be designed to limit its footprint when in the sleep configuration to approximately that in the sofa configuration. The unit is used in hospital patient rooms and hospital staff lounges. Unit will also include drawer storage for linens.
F0400 | Cabinet, Bedside, Door, Drawer | 1 | VV | Bedside cabinet for storage of both the patient's personal items and small patient support items. Approximately 31" high X 21" wide X 19" deep with one (1) drawer and one (1) closed storage closet. Drawer is removable so interior can be sanitized. May come in a 3 drawer version.
F0705 | Table, Computer, Small | 1 | VV | Small sized computer table/workstation, approximately 35" high X 36" wide X 30" deep with enough surface for a CPU, monitor and keyboard.
F2017 | Waste Receptacle, 24 GAL | 1 | VV | Rectangular steel waste receptacle with step-on lid and 24 gallon capacity. The receptacle is used to collect and temporarily store small quantities of paper refuse. Can be used in restrooms, patient areas, laboratories, pharmacies, etc.
F3200 | Clock, Battery, 12" Diameter | 1 | VV | Clock, 12" diameter. Round surface, easy to read numbers with sweep second hand. Wall mounted unit for use when impractical to install a fully synchronized clock system. Battery operated, (batteries not included).
M0515 | Television, HD, 40" Class | 1 | VV | High definition (HDTV) multimedia flat panel LED 40" class display television. The TV will have a 16:9 wide screen aspect ratio, minimum of 1920 x 1080 display resolution, digital tuner, minimum refresh rate of 60Hz, minimum of two HDMI ports and 1 USB port ENERGY STAR certified.
M0750 | Flowmeter, Air, Connect w/50 PSI Supply | 1 | VV | Air flowmeter. Unit has a stainless steel needle valve with clear flowtube for connection to 50 PSI air outlet from central pipeline system. Requires the appropriate adapter for connection to the wall outlet and fitting to connect to tubing. Database prices reflect fittings with an attached DISS power outlet. Other outlet and adapter configurations are available.
M0755 | Flowmeter, Oxygen, Low Flow | 1 | VV | Oxygen flowmeter. Consists of a clear crystal flowtube calibrated to 3.5 or 8 LPM depending on manufacturer. For oxygen regulation in hospital settings. Database pricing includes DISS fitting and DISS power outlet and wall adapter. Other fitting and adapter configurations are available.
M0765 | Regulator, Vacuum | 1 | VV | Vacuum pressure regulator for connection to central piped vacuum system. Standard display scale is graduated at least from 0 to 200 mm Hg of vacuum. Displays on specialized regulators may cover other vacuum ranges. Regulator type (continuous, intermittent, continuous/intermittent, surgical, pediatric, thoracic, etc.) as required. To be used in delivery, neonatal, pediatrics or any area where suction is required. Database pricing reflects continuous regulators graduated to 200 mm Hg with a full line vacuum selection switch and DISS configured inlets and outlets.
M1801 | Computer, Microprocessing, w/Flat Panel Monitor | 1 | VV | Desk top microprocessing computer. The unit shall consist of a central processing mini tower, flat panel monitor, keyboard, mouse and speakers. The system shall have the following minimum characteristics: a 2.8 GHz Pentium processor; 512 MB memory; 80GB hard drive; 32/48x CD-ROMDVD combo; 1.44MB network interface card; video 32 MB NVIDIA; a 18 inch flat panel monitor. The computer is used throughout the facility to input, manipulate and retrieve information.
M3025 | Mattress, Pressure Reduction | 1 | VV | Pressure reduction mattress. Consists of polyurethane foam and air or gel cylinders to spread pressure of patient's body weight across a larger surface area. Some models have electric pumps for inflation and pressure adjustment; other manufacturers score the foam to distribute pressure. Used to prevent bed sores from developing and promote the healing of ulcers. Unit also relieves patient stress by reducing the amount of required patient turning. All-gel and all-foam mattresses as well as comparably therapeutic low air loss mattress systems are available.
M4255 | Stand, IV, Adjustable | 1 | VV | Adjustable IV stand with 4-hook arrangement. Stand has stainless steel construction with heavy weight base. It adjusts from 66 inches to 100 inches and is mounted on conductive rubber, ball bearing, swivel casters. Stand is used for administering intravenous solutions.
M4266 | Pump, Volumetric, Infusion, Multiple Line | 1 | VV | Volumetric infusion pump. Pump is self-regulating with automatic sensor and adjustable rate. Equipped with visual and audible alarms and up to 10 hour capacity battery. For the administration of a wide variety of therapeutic agents where precise control is required. Unit provides individual control to IV lines simultaneously.
M7010 | Bed, Patient, Electric | 1 | VV | Electric patient bed. Includes safety side rails, IV rod insertion slots and patient control panel for a full range of positions. Four wheel locking brakes. Overall bed height adjustable between 16.5 and 31 inches.
M7040 | Table, Overbed | 1 | VV | Overbed table. Adjustable height table constructed of heavy gauge steel. Mounted on 2" diameter twin swivel casters with bumper caps. Table top is constructed with a high pressure plastic laminated surface that resists chipping, scratching, and staining. It includes a vanity tray and a mirror. Table is designed for use over bed, wheelchair or large chair.
M7845 | Monitor, Physiological, Bedside, 4 Channel | 1 | VV | 4 channel bedside physiological monitor. The unit consist of a four-channel non-fade monochrome display monitor, an alarm system and printer-recording capabilities. The monitor has color coded controls and automatic calibration. The unit displays up to four waveforms simultaneously. The parameters to be monitored are user selectable. The monitor may be connected to a central monitoring station. The unit monitors patients in most acute care areas, step-down units, procedure rooms and emergency rooms.
2 - SB154 - SCI AC Patient Toilet / Shower, Bldg Sprt | 2 - SB154 - SCI AC Patient Toilet / Shower, Bldg Sprt | 2 - SB154 - SCI AC Patient Toilet / Shower, Bldg Sprt | 2 - SB154 - SCI AC Patient Toilet / Shower, Bldg Sprt | 2 - SB154 - SCI AC Patient Toilet / Shower, Bldg Sprt
JSN | NAME | QTY | ACQ/INS | DESCRIPTION
A1066 | Mirror, Float Glass, With SS Frame | 1 | CC | A high quality 1/4" polished float glass mirror 36X18, framed in a one-piece, bright polished, stainless steel channel frame with 90° mitered corners. All edges of the mirror are protected by absorbing filler strips. Mirror has a galvanized steel back with integral horizontal hanging brackets and wall hanger for concealed mounting. For mounting above single wall mounted lavatories located in toilet areas, Doctors examination offices, etc. May also be used above double lavatories, either wall or countertop mounted, found in restroom areas.
A1200 | Lift System, Overhead, Patient Room | 1 | VC | An overhead rail system specifically designed for patient lifting and movement for a single bed patient room. The system will consist of recessed or ceiling mounted primary and secondary rails, lift motor with rolling carriage, patient harness or seat, and a hand controller or control box with charger. System will facilitate lifting and movement of patient to and from bed to gurney, chair or other requirement. Minimum lift capability is 550 pounds. Custom design of track layout by manufacturer is essential to meet individual facility requirements.
A5030 | Bench, Stall, Shower, Built In | 1 | CC | Shower bench; built-in. Eighteen (18) gauge stainless steel frame with anchors built-in into the wall. Size and shape as required.
A5075 | Dispenser, Soap, Disposable | 1 | VV | Disposable soap dispenser. One-handed dispensing operation. Designed to accommodate disposable soap cartridge and valve.
A5082 | Dispenser, Paper Towel, Sensor, Hands Free | 1 | CC | A surface mounted, sensor activated, automatic, roll paper towel dispenser. The unit dispenses a paper towel automatically only when hands are place in position below the dispenser for maximum sanitation and hygiene. May include adjustable settings for sheet length, time delay, and sensor range. Unit is battery operated or with optional AC power adapter.
A5090 | Disposal, Sanitary Napkin, SS, Surface Mounted | 1 | CC | A surface mounted, satin finish stainless steel, sanitary napkin disposal. Disposal features a flip-up cover, secured to the container by a heavy duty stainless steel piano-hinge. Disposal may be secured to wall or toilet partition. For general purpose use in female toilet stalls or rooms and uni-sex toilet rooms.
A5109 | Grab Bar, 1-1/4" Dia., SS, 2 Wall, W/C Accessible | 1 | CC | A 1-1/4" diameter, satin finish stainless steel, peened gripping surface, 2 wall toilet stall/ room, grab bar with concealed mounting flanges. Snap over flanges are provided to conceal mounting screws. A selection of mounting kits and concealed anchor devices are available from the manufacturers for different types of installations. Grab bar shall comply with barrier-free accessibility guidelines for structural strength. For typical water closet applications in toilet stalls and rooms where ADA (American's With Disabilities Act) requirements must be met.
A5110 | Grab Bar, 1-1/4" Dia., SS, 2 Wall, Shower Use | 1 | CC | A 1-1/4" diameter, satin finish stainless steel, peened gripping surface, 2 wall shower, grab bar with concealed mounting flanges. Snap over flanges are provided to conceal mounting screws. A selection of mounting kits and concealed anchor devices are available from the manufacturers for different types of installations. Grab bar shall comply with barrier-free accessibility guidelines for structural strength. For typical applications in shower stalls where ADA (American's With Disabilities Act) requirements must be met.
A5145 | Hook, Garment, Double, SS, Surface Mounted | 1 | CC | A surface mounted, satin finish stainless steel, double garment hook. Equipped with a concealed mounting bracket that is secured to a concealed wall plate. For general purpose use throughout the facility to hang various items of apparel.
A5170 | Rod, Shower Curtain, 1"Diameter, W/Curtain & Hooks | 1 | CC | A concealed mounted, 1" outside diameter, satin finish stainless steel, shower curtain rod with white vinyl shower curtain (72" H) and SS shower curtain hooks. Rod and curtain available in various widths. For general purpose use at shower stall or bathtub locations. Pricing based upon standard shower stall dimensions of 36" x 36" and a standard curtain height of 72".
A5175 | Soap Dish, With Bar, SS, Recessed | 1 | CC | A recessed mounted, satin finish stainless steel, soap dish with bar. Soap dish furnished with retaining lip and mounting clamp for installation in stud walls or countertop aprons. For general purpose use in shower stalls or at bathtub locations.
A5200 | Dispenser, Toilet Tissue, SS, 2-Roll, Surface Mntd | 1 | CC | A concealed surface mounted, double roll, satin finish stainless steel, toilet tissue dispenser. Unit accommodates two standard-core toilet tissue rolls through 5" in diameter. Spindles are chrome plated plastic with a heavy-duty internal spring and turn freely for non-controlled delivery. For general purpose use in restrooms.
A5205 | Bar, Towel, 1" Diameter, SS, Surface Mounted | 1 | CC | A surface mounted, satin finish stainless steel, 1" diameter, towel bar. Support posts and flanges are one piece, chrome-plated, cast heavy brass with satin finish. Towel bar shall not rotate within support posts. Available in 18", 24" and 30" widths. For general purpose use in shower or bathtub rooms. Pricing based upon a suggested standard width of 18".
F2000 | Basket, Wastepaper, Fire Resistant | 1 | VV | Wastepaper basket, fire resistant, approximately 40 quart capacity. This unit is used to collect and temporarily store small quantities of paper refuse in patient rooms, administrative areas and nursing stations. Size and shape varies depending on the application and manufacturer selected.
P3000 | Lavatory, Vitreous China, Straight Back | 1 | CC | Wall mounted, vitreous china lavatory (approximate bowl size 7"x15"x10") with: straight-front apron, straight or contoured back; faucet holes on 4" centers; gooseneck spout; wrist blade handles; and grid strainer. It shall be suitable for use in clinics, offices, washrooms or patient care areas.
P5040 | Shower, Single, Hand-Held | 1 | CC | A complete, barrier-free, single hand-held, personal shower system. The shower system includes: pressure balanced mixing valve with high temperature limit stop; personal hand shower; shower hose; wall supply; and slide bar. For general purpose use throughout the facility in shower stalls.
P9050 | Toilet, Wall Hung, Siphon Jet | 1 | CC | Siphon jet water closet/ toilet. This unit is wall hung with an elongated bowl, top spud flushometer, seat with open front and check hinge, and carrier. Used in restrooms throughout the health care facility.
3 - ISC06 - AC Double Patient Bedroom, SCI | 3 - ISC06 - AC Double Patient Bedroom, SCI | 3 - ISC06 - AC Double Patient Bedroom, SCI | 3 - ISC06 - AC Double Patient Bedroom, SCI | 3 - ISC06 - AC Double Patient Bedroom, SCI
JSN | NAME | QTY | ACQ/INS | DESCRIPTION
A1010 | Telecommunication Outlet | 4 | VV | Telecommunication outlet location.
A1014 | Telephone, Wall Mounted, 1 Line, With Speaker | 2 | VV | Telephone, wall mounted, 1 line, with speaker.
A1110 | Headwall, Prefabricated, General, 1-2 bed | 2 | CC | 1-2 bed, general, prefabricated headwall. Unit consists of a patient service module for general care, single or double bed type. It contains lighting, medical gases, electrical outlets, nurse call and bed bumper. Specify number and type of medical gas and electrical outlets. Size of module will vary by type and configuration of outlets.
A1200 | Lift System, Overhead, Patient Room | 2 | VC | An overhead rail system specifically designed for patient lifting and movement for a single bed patient room. The system will consist of recessed or ceiling mounted primary and secondary rails, lift motor with rolling carriage, patient harness or seat, and a hand controller or control box with charger. System will facilitate lifting and movement of patient to and from bed to gurney, chair or other requirement. Minimum lift capability is 550 pounds. Custom design of track layout by manufacturer is essential to meet individual facility requirements.
A5075 | Dispenser, Soap, Disposable | 4 | VV | Disposable soap dispenser. One-handed dispensing operation. Designed to accommodate disposable soap cartridge and valve.
A5077 | Dispenser, Hand Sanitizer, Hands-Free | 2 | VV | A touch free wall-mounted hand sanitizer dispenser. For use throughout a healthcare facility. Unit does not include the sanitizing liquid. Units are battery operated.
A5082 | Dispenser, Paper Towel, Sensor, Hands Free | 4 | CC | A surface mounted, sensor activated, automatic, roll paper towel dispenser. The unit dispenses a paper towel automatically only when hands are place in position below the dispenser for maximum sanitation and hygiene. May include adjustable settings for sheet length, time delay, and sensor range. Unit is battery operated or with optional AC power adapter.
A5106 | Waste Disposal Unit, Sharps w/Glove Dispenser | 2 | VV | The unit is designed for the disposal of sharps and complies with OSHA guidelines for the handling of sharps. It shall house a 5 quart container and be capable of being mounted on a wall. It shall have a glove dispenser attached. The unit shall be secured by a locked enclosure.
A5145 | Hook, Garment, Double, SS, Surface Mounted | 2 | CC | A surface mounted, satin finish stainless steel, double garment hook. Equipped with a concealed mounting bracket that is secured to a concealed wall plate. For general purpose use throughout the facility to hang various items of apparel.
A5180 | Track, Cubicle, Surface Mounted, With Curtain | 2 | VV | Surface mounted cubicle track, with curtain. Track constructed of thick extruded aluminum. Equipped with self lubricating carriers, beaded drop chain hooks, and flame resistant curtain. To include removable end caps. Designed to be suspended around patient areas where privacy is needed. Price listed is per foot of the track, curtains to be priced per quote.
A6046 | Artwork, Decorative, With Frame | 2 | VV | This JSN is to be used for determining and defining location of decorative artwork.
C04Q0 | Cabinet, ADA Sink, Wall-Mounted | 2 | CC | Wall mounted sink support cabinet for drop-in sink with vertical fascia and angled ADA profile, also referred to as ADA sink cabinet. Removable front panel to permit access to plumbing. Medium density M-3 particle board core construction faced with high pressure vertical grade decorative plastic laminate on exposed surfaces and melamine on semi-exposed and concealed surfaces; plastic laminate edge banding. Includes all attaching hardware including support rail.
CT020 | Countertop, Solid Surface | 2 | CC | A solid, nonporous countertop with a smooth seamless appearance. Easy to clean and maintain and with proper cleaning does not support the growth of mold. An acrylic-based solid surface product. Standard thickness of 1", and a 4" butt backsplash/curb. Also referred to as a work surface or work top. Available in a choice of colors and depths. Used in lab and other hospital areas requiring optimum physical and chemical resisting properties.
CT025 | Countertop, Solid Surface with Sink Combination | 4 | CC | A solid, nonporous countertop approximately 36"W x 22"D with a undercounter sink combination. The countertop is an acrylic-based solid surface product with a standard thickness of 1", and a 4" butt backsplash/curb. Surfaces will be easy to clean and maintain. Also referred to as a work surface or work top with sink. Available in a choice of colors, depths and sink shapes. Used for various applications in patient rooms, restrooms and throughout the facility. Usually a part of a casework interior design program. Unit does not include the drain and faucet.
F0205 | Chair, Side With Arms | 2 | VV | Upholstered side chair, 32" high X 21" wide X 23" deep with arms, padded seats and padded backs. Seat height is a minimum of 17". Available with or without sled base.
F0376 | Sofa, Loveseat, Upholstered | 2 | VV | Loveseat with metal or solid wood frame. Arms, back and cushions are foam padded and upholstered in woven textile fabric. Typically used in residential living room or family room setting. Seats 2 comfortably.
F0400 | Cabinet, Bedside, Door, Drawer | 2 | VV | Bedside cabinet for storage of both the patient's personal items and small patient support items. Approximately 31" high X 21" wide X 19" deep with one (1) drawer and one (1) closed storage closet. Drawer is removable so interior can be sanitized. May come in a 3 drawer version.
F0713 | Table, Adjustable Height 48W x 24D | 2 | VV | 48W x 24 D adjustable height electric pedestal table with C-foot configuration and integral wire management trough or tray. Height range varies by manufacturer, and model, approximately 22 to 48 inches. Steel tube construction with powder coat finish, and 1 inch thick top with high pressure laminate or wood veneer surface.System includes integral electrical components (including control box, cable trough, power cord for table; U.L. listed pop-up power strip with minimum of two simplex receptacles, data and/or USB ports as needed per facility preference).
F0740 | Table, Occasional, Lamp | 2 | VV | Occasional lamp table (end table) approximately 20" high X 27" wide X 27" deep with choice of finishes (wood, oak veneer, or high pressure laminate).
F2010 | Basket, Wastepaper, Step-On | 2 | VV | "Step-on" wastepaper basket with inner liner and foot petal activated flip top.
F2420 | Lamp, Table, With Shade | 2 | VV | Table lamp, 27-34" high X 6" wide X 6" deep with linen shade. Convenience outlet required at point of use.
F3050 | Whiteboard, Dry Erase | 2 | VV | Whiteboard unit, approximately 36" H x 48" W consisting of a white porcelain enamel writing surface with an attached chalk tray. Magnetic surface available. Image can be easily removed with a standard chalkboard eraser. For use with water color pens. Unit is ready to hang.
F3200 | Clock, Battery, 12" Diameter | 1 | VV | Clock, 12" diameter. Round surface, easy to read numbers with sweep second hand. Wall mounted unit for use when impractical to install a fully synchronized clock system. Battery operated, (batteries not included).
M0505 | Television, Color, Bedside | 2 | VV | Bedside color television. The small size allows the set to be mounted on a "gravity-free" support arm which permits the patient to position the TV for comfortable viewing. The television includes an earphone jack and an AM/FM radio. Database pricing includes television, support arm, support arm wall mount, remote power supply and remote power supply wall mount. Power supply electrical requirement is approximately 1 amp at 120 V per television.
M0512 | Television, HDTV, Large Screen, 60" | 2 | VV | A high definition (HDTV) multimedia, slim design, 60"W to 65"W color television. The TV will have a 16.9 wide screen aspect ratio with full HD 1080p resolution and HDMI connections. TV may be LED, Plasma or LCD. TV will include a stand.
M0750 | Flowmeter, Air, Connect w/50 PSI Supply | 2 | VV | Air flowmeter. Unit has a stainless steel needle valve with clear flowtube for connection to 50 PSI air outlet from central pipeline system. Requires the appropriate adapter for connection to the wall outlet and fitting to connect to tubing. Database prices reflect fittings with an attached DISS power outlet. Other outlet and adapter configurations are available.
M0755 | Flowmeter, Oxygen, Low Flow | 6 | VV | Oxygen flowmeter. Consists of a clear crystal flowtube calibrated to 3.5 or 8 LPM depending on manufacturer. For oxygen regulation in hospital settings. Database pricing includes DISS fitting and DISS power outlet and wall adapter. Other fitting and adapter configurations are available.
M0765 | Regulator, Vacuum | 6 | VV | Vacuum pressure regulator for connection to central piped vacuum system. Standard display scale is graduated at least from 0 to 200 mm Hg of vacuum. Displays on specialized regulators may cover other vacuum ranges. Regulator type (continuous, intermittent, continuous/intermittent, surgical, pediatric, thoracic, etc.) as required. To be used in delivery, neonatal, pediatrics or any area where suction is required. Database pricing reflects continuous regulators graduated to 200 mm Hg with a full line vacuum selection switch and DISS configured inlets and outlets.
M3070 | Hamper, Linen, Mobile, w/Lid | 2 | VV | Mobile linen hamper with hand or foot operated lid. Made of heavy tubular stainless steel with heavy gauge welded steel platform. Holds 25" hamper bags. Mounted on ball bearing casters. For linen transport in hospitals and clinics.
M3073 | Container, Biohazard Waste, Step-on, Fire Safe | 2 | VV | A biohazard waste container with a step-on lid. The container will have a capacity of approximately 12 gallons and be made of a fire safe material.
M4100 | Sphygmomanometer, Aneroid, Wall Mounted | 2 | VV | Aneroid sphygmomanometer. Unit is wall mounted and has large graphic dial display for easy reading from all angles. It has a 90 degree (angle) swivel and 10 degree (angle) forward tilt to reduce glare. Unit accuracy is within 1% of reading. Sturdy impact-resistant construction.
M4116 | Monitor, Vital Signs | 2 | VV | Electronic sphygmomanometer. LCD displays non-invasive blood pressure, pulse rate and temperature. Used in hospitals and clinics. Includes an optional mobile stand.
M4250 | Pump, Syringe, Infusion | 2 | VV | The infusion syringe pump ensures highly accurate volume delivery and consistent flow for small volumes (<50 ml) of pharmacologic agents or thick feeding solutions. It shall be small, lightweight construction, making it transportable. Shall have menu-driven programming capable of flow rates (e.g. 0.1 or 1.0 mL/hr) that are intended for long-term bedside use and/or critical care patient transport, plunger positioning sensor, LCD display for easy viewing, volume limit programming to serve as a convenient cue of volume or dose delivery completion and multiple delivery modes for all applications requiring precisely controlled infusion rates. The infusion pump shall have automatic syringe size sensing which will give the flexibility to accept a wide range of syringe sizes (up to 60 mL) from different manufacturers. Shall be battery powered/AC adapter.
M4255 | Stand, IV, Adjustable | 2 | VV | Adjustable IV stand with 4-hook arrangement. Stand has stainless steel construction with heavy weight base. It adjusts from 66 inches to 100 inches and is mounted on conductive rubber, ball bearing, swivel casters. Stand is used for administering intravenous solutions.
M4266 | Pump, Volumetric, Infusion, Multiple Line | 2 | VV | Volumetric infusion pump. Pump is self-regulating with automatic sensor and adjustable rate. Equipped with visual and audible alarms and up to 10 hour capacity battery. For the administration of a wide variety of therapeutic agents where precise control is required. Unit provides individual control to IV lines simultaneously.
M7007 | Bed, Patient, Electric, Special Care | 2 | VV | Electric patient bed for special care areas. Unit features a control panel for the patients operation, IV rod locations and a full range of positions. Includes safety sides, thermal overload protection in the motors, provisions for chest x-rays and fluoroscopy. Bed deck is x-ray translucent.
M7040 | Table, Overbed | 2 | VV | Overbed table. Adjustable height table constructed of heavy gauge steel. Mounted on 2" diameter twin swivel casters with bumper caps. Table top is constructed with a high pressure plastic laminated surface that resists chipping, scratching, and staining. It includes a vanity tray and a mirror. Table is designed for use over bed, wheelchair or large chair.
4 - SB155 - SCI AC Double Patient Toilet / Shower, Bldg Sprt | 4 - SB155 - SCI AC Double Patient Toilet / Shower, Bldg Sprt | 4 - SB155 - SCI AC Double Patient Toilet / Shower, Bldg Sprt | 4 - SB155 - SCI AC Double Patient Toilet / Shower, Bldg Sprt | 4 - SB155 - SCI AC Double Patient Toilet / Shower, Bldg Sprt
JSN | NAME | QTY | ACQ/INS | DESCRIPTION
A1014 | Telephone, Wall Mounted, 1 Line, With Speaker | 1 | VV | Telephone, wall mounted, 1 line, with speaker.
A1066 | Mirror, Float Glass, With SS Frame | 1 | CC | A high quality 1/4" polished float glass mirror 36X18, framed in a one-piece, bright polished, stainless steel channel frame with 90° mitered corners. All edges of the mirror are protected by absorbing filler strips. Mirror has a galvanized steel back with integral horizontal hanging brackets and wall hanger for concealed mounting. For mounting above single wall mounted lavatories located in toilet areas, Doctors examination offices, etc. May also be used above double lavatories, either wall or countertop mounted, found in restroom areas.
A1205 | Lift System, Overhead, Patient Room w/Bath | 1 | VC | An overhead rail system specifically designed for patient lifting and movement for a single bed patient room including the bathroom. The system will consist of recessed or ceiling mounted primary and secondary rails, lift motor with rolling carriage, patient harness or seat, and a hand controller or control box with charger. System will facilitate lifting and movement of patient to and from bed to gurney, chair, bath, commode, or other requirement. Minimum lift capability is 550 pounds. Custom design of track layout by manufacturer is essential to meet individual facility requirements.
A5075 | Dispenser, Soap, Disposable | 2 | VV | Disposable soap dispenser. One-handed dispensing operation. Designed to accommodate disposable soap cartridge and valve.
A5077 | Dispenser, Hand Sanitizer, Hands-Free | 2 | VV | A touch free wall-mounted hand sanitizer dispenser. For use throughout a healthcare facility. Unit does not include the sanitizing liquid. Units are battery operated.
A5082 | Dispenser, Paper Towel, Sensor, Hands Free | 2 | CC | A surface mounted, sensor activated, automatic, roll paper towel dispenser. The unit dispenses a paper towel automatically only when hands are place in position below the dispenser for maximum sanitation and hygiene. May include adjustable settings for sheet length, time delay, and sensor range. Unit is battery operated or with optional AC power adapter.
A5090 | Disposal, Sanitary Napkin, SS, Surface Mounted | 1 | CC | A surface mounted, satin finish stainless steel, sanitary napkin disposal. Disposal features a flip-up cover, secured to the container by a heavy duty stainless steel piano-hinge. Disposal may be secured to wall or toilet partition. For general purpose use in female toilet stalls or rooms and uni-sex toilet rooms.
A5109 | Grab Bar, 1-1/4" Dia., SS, 2 Wall, W/C Accessible | 1 | CC | A 1-1/4" diameter, satin finish stainless steel, peened gripping surface, 2 wall toilet stall/ room, grab bar with concealed mounting flanges. Snap over flanges are provided to conceal mounting screws. A selection of mounting kits and concealed anchor devices are available from the manufacturers for different types of installations. Grab bar shall comply with barrier-free accessibility guidelines for structural strength. For typical water closet applications in toilet stalls and rooms where ADA (American's With Disabilities Act) requirements must be met.
A5110 | Grab Bar, 1-1/4" Dia., SS, 2 Wall, Shower Use | 1 | CC | A 1-1/4" diameter, satin finish stainless steel, peened gripping surface, 2 wall shower, grab bar with concealed mounting flanges. Snap over flanges are provided to conceal mounting screws. A selection of mounting kits and concealed anchor devices are available from the manufacturers for different types of installations. Grab bar shall comply with barrier-free accessibility guidelines for structural strength. For typical applications in shower stalls where ADA (American's With Disabilities Act) requirements must be met.
A5145 | Hook, Garment, Double, SS, Surface Mounted | 1 | CC | A surface mounted, satin finish stainless steel, double garment hook. Equipped with a concealed mounting bracket that is secured to a concealed wall plate. For general purpose use throughout the facility to hang various items of apparel.
A5175 | Soap Dish, With Bar, SS, Recessed | 1 | CC | A recessed mounted, satin finish stainless steel, soap dish with bar. Soap dish furnished with retaining lip and mounting clamp for installation in stud walls or countertop aprons. For general purpose use in shower stalls or at bathtub locations.
A5200 | Dispenser, Toilet Tissue, SS, 2-Roll, Surface Mntd | 1 | CC | A concealed surface mounted, double roll, satin finish stainless steel, toilet tissue dispenser. Unit accommodates two standard-core toilet tissue rolls through 5" in diameter. Spindles are chrome plated plastic with a heavy-duty internal spring and turn freely for non-controlled delivery. For general purpose use in restrooms.
A5205 | Bar, Towel, 1" Diameter, SS, Surface Mounted | 1 | CC | A surface mounted, satin finish stainless steel, 1" diameter, towel bar. Support posts and flanges are one piece, chrome-plated, cast heavy brass with satin finish. Towel bar shall not rotate within support posts. Available in 18", 24" and 30" widths. For general purpose use in shower or bathtub rooms. Pricing based upon a suggested standard width of 18".
CT025 | Countertop, Solid Surface with Sink Combination | 1 | CC | A solid, nonporous countertop approximately 36"W x 22"D with a undercounter sink combination. The countertop is an acrylic-based solid surface product with a standard thickness of 1", and a 4" butt backsplash/curb. Surfaces will be easy to clean and maintain. Also referred to as a work surface or work top with sink. Available in a choice of colors, depths and sink shapes. Used for various applications in patient rooms, restrooms and throughout the facility. Usually a part of a casework interior design program. Unit does not include the drain and faucet.
F2000 | Basket, Wastepaper, Fire Resistant | 1 | VV | Wastepaper basket, fire resistant, approximately 40 quart capacity. This unit is used to collect and temporarily store small quantities of paper refuse in patient rooms, administrative areas and nursing stations. Size and shape varies depending on the application and manufacturer selected.
M8000 | Shower Trolley System, Complete | 1 | CC | Shall be a hydraulically height-adjustable shower trolley for patient transfer and shower. It shall be approximately 77" long x 30" wide with minimum height adjustments range between 23 - 33". It shall have a minimum lift capacity of 330 pounds. Casters shall be a minimum of 4" with wheel locking brakes. Shower Trolley may be configured to work manually or with a battery/electric height adjustment. The unit shall come complete with a wall panel that includes a patient shower and disinfection system, thermostatic mixer and temperature gauge and a stainless steel flush sink.
P3000 | Lavatory, Vitreous China, Straight Back | 1 | CC | Wall mounted, vitreous china lavatory (approximate bowl size 7"x15"x10") with: straight-front apron, straight or contoured back; faucet holes on 4" centers; gooseneck spout; wrist blade handles; and grid strainer. It shall be suitable for use in clinics, offices, washrooms or patient care areas.
P5040 | Shower, Single, Hand-Held | 1 | CC | A complete, barrier-free, single hand-held, personal shower system. The shower system includes: pressure balanced mixing valve with high temperature limit stop; personal hand shower; shower hose; wall supply; and slide bar. For general purpose use throughout the facility in shower stalls.
P9050 | Toilet, Wall Hung, Siphon Jet | 1 | CC | Siphon jet water closet/ toilet. This unit is wall hung with an elongated bowl, top spud flushometer, seat with open front and check hinge, and carrier. Used in restrooms throughout the health care facility.
5 - ISC07 - AC Airborne Infection Isolation (AII) Bedroom, SCI | 5 - ISC07 - AC Airborne Infection Isolation (AII) Bedroom, SCI | 5 - ISC07 - AC Airborne Infection Isolation (AII) Bedroom, SCI | 5 - ISC07 - AC Airborne Infection Isolation (AII) Bedroom, SCI | 5 - ISC07 - AC Airborne Infection Isolation (AII) Bedroom, SCI
JSN | NAME | QTY | ACQ/INS | DESCRIPTION
A1010 | Telecommunication Outlet | 2 | VV | Telecommunication outlet location.
A1014 | Telephone, Wall Mounted, 1 Line, With Speaker | 1 | VV | Telephone, wall mounted, 1 line, with speaker.
A1066 | Mirror, Float Glass, With SS Frame | 1 | CC | A high quality 1/4" polished float glass mirror 36X18, framed in a one-piece, bright polished, stainless steel channel frame with 90° mitered corners. All edges of the mirror are protected by absorbing filler strips. Mirror has a galvanized steel back with integral horizontal hanging brackets and wall hanger for concealed mounting. For mounting above single wall mounted lavatories located in toilet areas, Doctors examination offices, etc. May also be used above double lavatories, either wall or countertop mounted, found in restroom areas.
A1110 | Headwall, Prefabricated, General, 1-2 bed | 1 | CC | 1-2 bed, general, prefabricated headwall. Unit consists of a patient service module for general care, single or double bed type. It contains lighting, medical gases, electrical outlets, nurse call and bed bumper. Specify number and type of medical gas and electrical outlets. Size of module will vary by type and configuration of outlets.
A1203 | Lift System, Overhead, Bariatric | 1 | CC | An overhead ceiling mounted rail system specifically designed for bariatric patient lifting and movement within a patient room. The system will consist of recessed or ceiling mounted primary and secondary rails, lift motor with carriage, patient harness or seat, and a hand controller or control box with charger (other charging options may be available). System will facilitate lifting and movement of patient to and from bed, to stretcher, chair, bathroom or other requirements. Lifting capacity is 1000 pounds. Custom design of track layout by manufacturer is essential to meet individual facility requirements.
A5075 | Dispenser, Soap, Disposable | 1 | VV | Disposable soap dispenser. One-handed dispensing operation. Designed to accommodate disposable soap cartridge and valve.
A5077 | Dispenser, Hand Sanitizer, Hands-Free | 1 | VV | A touch free wall-mounted hand sanitizer dispenser. For use throughout a healthcare facility. Unit does not include the sanitizing liquid. Units are battery operated.
A5082 | Dispenser, Paper Towel, Sensor, Hands Free | 1 | CC | A surface mounted, sensor activated, automatic, roll paper towel dispenser. The unit dispenses a paper towel automatically only when hands are place in position below the dispenser for maximum sanitation and hygiene. May include adjustable settings for sheet length, time delay, and sensor range. Unit is battery operated or with optional AC power adapter.
A5106 | Waste Disposal Unit, Sharps w/Glove Dispenser | 1 | VV | The unit is designed for the disposal of sharps and complies with OSHA guidelines for the handling of sharps. It shall house a 5 quart container and be capable of being mounted on a wall. It shall have a glove dispenser attached. The unit shall be secured by a locked enclosure.
A5145 | Hook, Garment, Double, SS, Surface Mounted | 1 | CC | A surface mounted, satin finish stainless steel, double garment hook. Equipped with a concealed mounting bracket that is secured to a concealed wall plate. For general purpose use throughout the facility to hang various items of apparel.
A5180 | Track, Cubicle, Surface Mounted, With Curtain | 9 | VV | Surface mounted cubicle track, with curtain. Track constructed of thick extruded aluminum. Equipped with self lubricating carriers, beaded drop chain hooks, and flame resistant curtain. To include removable end caps. Designed to be suspended around patient areas where privacy is needed. Price listed is per foot of the track, curtains to be priced per quote.
A5205 | Bar, Towel, 1" Diameter, SS, Surface Mounted | 2 | CC | A surface mounted, satin finish stainless steel, 1" diameter, towel bar. Support posts and flanges are one piece, chrome-plated, cast heavy brass with satin finish. Towel bar shall not rotate within support posts. Available in 18", 24" and 30" widths. For general purpose use in shower or bathtub rooms. Pricing based upon a suggested standard width of 18".
A6046 | Artwork, Decorative, With Frame | 1 | VV | This JSN is to be used for determining and defining location of decorative artwork.
C04Q0 | Cabinet, ADA Sink, Wall-Mounted | 2 | CC | Wall mounted sink support cabinet for drop-in sink with vertical fascia and angled ADA profile, also referred to as ADA sink cabinet. Removable front panel to permit access to plumbing. Medium density M-3 particle board core construction faced with high pressure vertical grade decorative plastic laminate on exposed surfaces and melamine on semi-exposed and concealed surfaces; plastic laminate edge banding. Includes all attaching hardware including support rail.
CT025 | Countertop, Solid Surface with Sink Combination | 2 | CC | A solid, nonporous countertop approximately 36"W x 22"D with a undercounter sink combination. The countertop is an acrylic-based solid surface product with a standard thickness of 1", and a 4" butt backsplash/curb. Surfaces will be easy to clean and maintain. Also referred to as a work surface or work top with sink. Available in a choice of colors, depths and sink shapes. Used for various applications in patient rooms, restrooms and throughout the facility. Usually a part of a casework interior design program. Unit does not include the drain and faucet.
F0205 | Chair, Side With Arms | 1 | VV | Upholstered side chair, 32" high X 21" wide X 23" deep with arms, padded seats and padded backs. Seat height is a minimum of 17". Available with or without sled base.
F0376 | Sofa, Loveseat, Upholstered | 1 | VV | Loveseat with metal or solid wood frame. Arms, back and cushions are foam padded and upholstered in woven textile fabric. Typically used in residential living room or family room setting. Seats 2 comfortably.
F0400 | Cabinet, Bedside, Door, Drawer | 1 | VV | Bedside cabinet for storage of both the patient's personal items and small patient support items. Approximately 31" high X 21" wide X 19" deep with one (1) drawer and one (1) closed storage closet. Drawer is removable so interior can be sanitized. May come in a 3 drawer version.
F0713 | Table, Adjustable Height 48W x 24D | 1 | VV | 48W x 24 D adjustable height electric pedestal table with C-foot configuration and integral wire management trough or tray. Height range varies by manufacturer, and model, approximately 22 to 48 inches. Steel tube construction with powder coat finish, and 1 inch thick top with high pressure laminate or wood veneer surface.System includes integral electrical components (including control box, cable trough, power cord for table; U.L. listed pop-up power strip with minimum of two simplex receptacles, data and/or USB ports as needed per facility preference).
F2010 | Basket, Wastepaper, Step-On | 1 | VV | "Step-on" wastepaper basket with inner liner and foot petal activated flip top.
F3050 | Whiteboard, Dry Erase | 1 | VV | Whiteboard unit, approximately 36" H x 48" W consisting of a white porcelain enamel writing surface with an attached chalk tray. Magnetic surface available. Image can be easily removed with a standard chalkboard eraser. For use with water color pens. Unit is ready to hang.
F3200 | Clock, Battery, 12" Diameter | 1 | VV | Clock, 12" diameter. Round surface, easy to read numbers with sweep second hand. Wall mounted unit for use when impractical to install a fully synchronized clock system. Battery operated, (batteries not included).
M0505 | Television, Color, Bedside | 1 | VV | Bedside color television. The small size allows the set to be mounted on a "gravity-free" support arm which permits the patient to position the TV for comfortable viewing. The television includes an earphone jack and an AM/FM radio. Database pricing includes television, support arm, support arm wall mount, remote power supply and remote power supply wall mount. Power supply electrical requirement is approximately 1 amp at 120 V per television.
M0512 | Television, HDTV, Large Screen, 60" | 1 | VV | A high definition (HDTV) multimedia, slim design, 60"W to 65"W color television. The TV will have a 16.9 wide screen aspect ratio with full HD 1080p resolution and HDMI connections. TV may be LED, Plasma or LCD. TV will include a stand.
M0750 | Flowmeter, Air, Connect w/50 PSI Supply | 1 | VV | Air flowmeter. Unit has a stainless steel needle valve with clear flowtube for connection to 50 PSI air outlet from central pipeline system. Requires the appropriate adapter for connection to the wall outlet and fitting to connect to tubing. Database prices reflect fittings with an attached DISS power outlet. Other outlet and adapter configurations are available.
M0755 | Flowmeter, Oxygen, Low Flow | 1 | VV | Oxygen flowmeter. Consists of a clear crystal flowtube calibrated to 3.5 or 8 LPM depending on manufacturer. For oxygen regulation in hospital settings. Database pricing includes DISS fitting and DISS power outlet and wall adapter. Other fitting and adapter configurations are available.
M0765 | Regulator, Vacuum | 1 | VV | Vacuum pressure regulator for connection to central piped vacuum system. Standard display scale is graduated at least from 0 to 200 mm Hg of vacuum. Displays on specialized regulators may cover other vacuum ranges. Regulator type (continuous, intermittent, continuous/intermittent, surgical, pediatric, thoracic, etc.) as required. To be used in delivery, neonatal, pediatrics or any area where suction is required. Database pricing reflects continuous regulators graduated to 200 mm Hg with a full line vacuum selection switch and DISS configured inlets and outlets.
M3025 | Mattress, Pressure Reduction | 1 | VV | Pressure reduction mattress. Consists of polyurethane foam and air or gel cylinders to spread pressure of patient's body weight across a larger surface area. Some models have electric pumps for inflation and pressure adjustment; other manufacturers score the foam to distribute pressure. Used to prevent bed sores from developing and promote the healing of ulcers. Unit also relieves patient stress by reducing the amount of required patient turning. All-gel and all-foam mattresses as well as comparably therapeutic low air loss mattress systems are available.
M3070 | Hamper, Linen, Mobile, w/Lid | 1 | VV | Mobile linen hamper with hand or foot operated lid. Made of heavy tubular stainless steel with heavy gauge welded steel platform. Holds 25" hamper bags. Mounted on ball bearing casters. For linen transport in hospitals and clinics.
M3073 | Container, Biohazard Waste, Step-on, Fire Safe | 1 | VV | A biohazard waste container with a step-on lid. The container will have a capacity of approximately 12 gallons and be made of a fire safe material.
M4100 | Sphygmomanometer, Aneroid, Wall Mounted | 1 | VV | Aneroid sphygmomanometer. Unit is wall mounted and has large graphic dial display for easy reading from all angles. It has a 90 degree (angle) swivel and 10 degree (angle) forward tilt to reduce glare. Unit accuracy is within 1% of reading. Sturdy impact-resistant construction.
M4116 | Monitor, Vital Signs | 1 | VV | Electronic sphygmomanometer. LCD displays non-invasive blood pressure, pulse rate and temperature. Used in hospitals and clinics. Includes an optional mobile stand.
M4255 | Stand, IV, Adjustable | 1 | VV | Adjustable IV stand with 4-hook arrangement. Stand has stainless steel construction with heavy weight base. It adjusts from 66 inches to 100 inches and is mounted on conductive rubber, ball bearing, swivel casters. Stand is used for administering intravenous solutions.
M4266 | Pump, Volumetric, Infusion, Multiple Line | 1 | VV | Volumetric infusion pump. Pump is self-regulating with automatic sensor and adjustable rate. Equipped with visual and audible alarms and up to 10 hour capacity battery. For the administration of a wide variety of therapeutic agents where precise control is required. Unit provides individual control to IV lines simultaneously.
M7007 | Bed, Patient, Electric, Special Care | 1 | VV | Electric patient bed for special care areas. Unit features a control panel for the patients operation, IV rod locations and a full range of positions. Includes safety sides, thermal overload protection in the motors, provisions for chest x-rays and fluoroscopy. Bed deck is x-ray translucent.
M7040 | Table, Overbed | 1 | VV | Overbed table. Adjustable height table constructed of heavy gauge steel. Mounted on 2" diameter twin swivel casters with bumper caps. Table top is constructed with a high pressure plastic laminated surface that resists chipping, scratching, and staining. It includes a vanity tray and a mirror. Table is designed for use over bed, wheelchair or large chair.
M7845 | Monitor, Physiological, Bedside, 4 Channel | 1 | VV | 4 channel bedside physiological monitor. The unit consist of a four-channel non-fade monochrome display monitor, an alarm system and printer-recording capabilities. The monitor has color coded controls and automatic calibration. The unit displays up to four waveforms simultaneously. The parameters to be monitored are user selectable. The monitor may be connected to a central monitoring station. The unit monitors patients in most acute care areas, step-down units, procedure rooms and emergency rooms.
6 - ISC08 - AC Airborne Infection Isolation (AII) Anteroom, SCI | 6 - ISC08 - AC Airborne Infection Isolation (AII) Anteroom, SCI | 6 - ISC08 - AC Airborne Infection Isolation (AII) Anteroom, SCI | 6 - ISC08 - AC Airborne Infection Isolation (AII) Anteroom, SCI | 6 - ISC08 - AC Airborne Infection Isolation (AII) Anteroom, SCI
JSN | NAME | QTY | ACQ/INS | DESCRIPTION
A1066 | Mirror, Float Glass, With SS Frame | 1 | CC | A high quality 1/4" polished float glass mirror 36X18, framed in a one-piece, bright polished, stainless steel channel frame with 90° mitered corners. All edges of the mirror are protected by absorbing filler strips. Mirror has a galvanized steel back with integral horizontal hanging brackets and wall hanger for concealed mounting. For mounting above single wall mounted lavatories located in toilet areas, Doctors examination offices, etc. May also be used above double lavatories, either wall or countertop mounted, found in restroom areas.
A5075 | Dispenser, Soap, Disposable | 1 | VV | Disposable soap dispenser. One-handed dispensing operation. Designed to accommodate disposable soap cartridge and valve.
A5077 | Dispenser, Hand Sanitizer, Hands-Free | 1 | VV | A touch free wall-mounted hand sanitizer dispenser. For use throughout a healthcare facility. Unit does not include the sanitizing liquid. Units are battery operated.
A5082 | Dispenser, Paper Towel, Sensor, Hands Free | 1 | CC | A surface mounted, sensor activated, automatic, roll paper towel dispenser. The unit dispenses a paper towel automatically only when hands are place in position below the dispenser for maximum sanitation and hygiene. May include adjustable settings for sheet length, time delay, and sensor range. Unit is battery operated or with optional AC power adapter.
A5106 | Waste Disposal Unit, Sharps w/Glove Dispenser | 1 | VV | The unit is designed for the disposal of sharps and complies with OSHA guidelines for the handling of sharps. It shall house a 5 quart container and be capable of being mounted on a wall. It shall have a glove dispenser attached. The unit shall be secured by a locked enclosure.
A5145 | Hook, Garment, Double, SS, Surface Mounted | 1 | CC | A surface mounted, satin finish stainless steel, double garment hook. Equipped with a concealed mounting bracket that is secured to a concealed wall plate. For general purpose use throughout the facility to hang various items of apparel.
CT020 | Countertop, Solid Surface | 1 | CC | A solid, nonporous countertop with a smooth seamless appearance. Easy to clean and maintain and with proper cleaning does not support the growth of mold. An acrylic-based solid surface product. Standard thickness of 1", and a 4" butt backsplash/curb. Also referred to as a work surface or work top. Available in a choice of colors and depths. Used in lab and other hospital areas requiring optimum physical and chemical resisting properties.
CT025 | Countertop, Solid Surface with Sink Combination | 2 | CC | A solid, nonporous countertop approximately 36"W x 22"D with a undercounter sink combination. The countertop is an acrylic-based solid surface product with a standard thickness of 1", and a 4" butt backsplash/curb. Surfaces will be easy to clean and maintain. Also referred to as a work surface or work top with sink. Available in a choice of colors, depths and sink shapes. Used for various applications in patient rooms, restrooms and throughout the facility. Usually a part of a casework interior design program. Unit does not include the drain and faucet.
F2010 | Basket, Wastepaper, Step-On | 1 | VV | "Step-on" wastepaper basket with inner liner and foot petal activated flip top.
M3070 | Hamper, Linen, Mobile, w/Lid | 1 | VV | Mobile linen hamper with hand or foot operated lid. Made of heavy tubular stainless steel with heavy gauge welded steel platform. Holds 25" hamper bags. Mounted on ball bearing casters. For linen transport in hospitals and clinics.
P3000 | Lavatory, Vitreous China, Straight Back | 1 | CC | Wall mounted, vitreous china lavatory (approximate bowl size 7"x15"x10") with: straight-front apron, straight or contoured back; faucet holes on 4" centers; gooseneck spout; wrist blade handles; and grid strainer. It shall be suitable for use in clinics, offices, washrooms or patient care areas.
7 - SB142 - SCI AC Airborne Infection Isolation Toilet / Shower, Bldg Sprt | 7 - SB142 - SCI AC Airborne Infection Isolation Toilet / Shower, Bldg Sprt | 7 - SB142 - SCI AC Airborne Infection Isolation Toilet / Shower, Bldg Sprt | 7 - SB142 - SCI AC Airborne Infection Isolation Toilet / Shower, Bldg Sprt | 7 - SB142 - SCI AC Airborne Infection Isolation Toilet / Shower, Bldg Sprt
JSN | NAME | QTY | ACQ/INS | DESCRIPTION
A1014 | Telephone, Wall Mounted, 1 Line, With Speaker | 1 | VV | Telephone, wall mounted, 1 line, with speaker.
A1066 | Mirror, Float Glass, With SS Frame | 1 | CC | A high quality 1/4" polished float glass mirror 36X18, framed in a one-piece, bright polished, stainless steel channel frame with 90° mitered corners. All edges of the mirror are protected by absorbing filler strips. Mirror has a galvanized steel back with integral horizontal hanging brackets and wall hanger for concealed mounting. For mounting above single wall mounted lavatories located in toilet areas, Doctors examination offices, etc. May also be used above double lavatories, either wall or countertop mounted, found in restroom areas.
A1205 | Lift System, Overhead, Patient Room w/Bath | 1 | VC | An overhead rail system specifically designed for patient lifting and movement for a single bed patient room including the bathroom. The system will consist of recessed or ceiling mounted primary and secondary rails, lift motor with rolling carriage, patient harness or seat, and a hand controller or control box with charger. System will facilitate lifting and movement of patient to and from bed to gurney, chair, bath, commode, or other requirement. Minimum lift capability is 550 pounds. Custom design of track layout by manufacturer is essential to meet individual facility requirements.
A5075 | Dispenser, Soap, Disposable | 2 | VV | Disposable soap dispenser. One-handed dispensing operation. Designed to accommodate disposable soap cartridge and valve.
A5077 | Dispenser, Hand Sanitizer, Hands-Free | 2 | VV | A touch free wall-mounted hand sanitizer dispenser. For use throughout a healthcare facility. Unit does not include the sanitizing liquid. Units are battery operated.
A5082 | Dispenser, Paper Towel, Sensor, Hands Free | 2 | CC | A surface mounted, sensor activated, automatic, roll paper towel dispenser. The unit dispenses a paper towel automatically only when hands are place in position below the dispenser for maximum sanitation and hygiene. May include adjustable settings for sheet length, time delay, and sensor range. Unit is battery operated or with optional AC power adapter.
A5090 | Disposal, Sanitary Napkin, SS, Surface Mounted | 1 | CC | A surface mounted, satin finish stainless steel, sanitary napkin disposal. Disposal features a flip-up cover, secured to the container by a heavy duty stainless steel piano-hinge. Disposal may be secured to wall or toilet partition. For general purpose use in female toilet stalls or rooms and uni-sex toilet rooms.
A5109 | Grab Bar, 1-1/4" Dia., SS, 2 Wall, W/C Accessible | 1 | CC | A 1-1/4" diameter, satin finish stainless steel, peened gripping surface, 2 wall toilet stall/ room, grab bar with concealed mounting flanges. Snap over flanges are provided to conceal mounting screws. A selection of mounting kits and concealed anchor devices are available from the manufacturers for different types of installations. Grab bar shall comply with barrier-free accessibility guidelines for structural strength. For typical water closet applications in toilet stalls and rooms where ADA (American's With Disabilities Act) requirements must be met.
A5110 | Grab Bar, 1-1/4" Dia., SS, 2 Wall, Shower Use | 1 | CC | A 1-1/4" diameter, satin finish stainless steel, peened gripping surface, 2 wall shower, grab bar with concealed mounting flanges. Snap over flanges are provided to conceal mounting screws. A selection of mounting kits and concealed anchor devices are available from the manufacturers for different types of installations. Grab bar shall comply with barrier-free accessibility guidelines for structural strength. For typical applications in shower stalls where ADA (American's With Disabilities Act) requirements must be met.
A5145 | Hook, Garment, Double, SS, Surface Mounted | 1 | CC | A surface mounted, satin finish stainless steel, double garment hook. Equipped with a concealed mounting bracket that is secured to a concealed wall plate. For general purpose use throughout the facility to hang various items of apparel.
A5175 | Soap Dish, With Bar, SS, Recessed | 1 | CC | A recessed mounted, satin finish stainless steel, soap dish with bar. Soap dish furnished with retaining lip and mounting clamp for installation in stud walls or countertop aprons. For general purpose use in shower stalls or at bathtub locations.
A5200 | Dispenser, Toilet Tissue, SS, 2-Roll, Surface Mntd | 1 | CC | A concealed surface mounted, double roll, satin finish stainless steel, toilet tissue dispenser. Unit accommodates two standard-core toilet tissue rolls through 5" in diameter. Spindles are chrome plated plastic with a heavy-duty internal spring and turn freely for non-controlled delivery. For general purpose use in restrooms.
A5205 | Bar, Towel, 1" Diameter, SS, Surface Mounted | 1 | CC | A surface mounted, satin finish stainless steel, 1" diameter, towel bar. Support posts and flanges are one piece, chrome-plated, cast heavy brass with satin finish. Towel bar shall not rotate within support posts. Available in 18", 24" and 30" widths. For general purpose use in shower or bathtub rooms. Pricing based upon a suggested standard width of 18".
CT025 | Countertop, Solid Surface with Sink Combination | 1 | CC | A solid, nonporous countertop approximately 36"W x 22"D with a undercounter sink combination. The countertop is an acrylic-based solid surface product with a standard thickness of 1", and a 4" butt backsplash/curb. Surfaces will be easy to clean and maintain. Also referred to as a work surface or work top with sink. Available in a choice of colors, depths and sink shapes. Used for various applications in patient rooms, restrooms and throughout the facility. Usually a part of a casework interior design program. Unit does not include the drain and faucet.
F2000 | Basket, Wastepaper, Fire Resistant | 1 | VV | Wastepaper basket, fire resistant, approximately 40 quart capacity. This unit is used to collect and temporarily store small quantities of paper refuse in patient rooms, administrative areas and nursing stations. Size and shape varies depending on the application and manufacturer selected.
M8000 | Shower Trolley System, Complete | 1 | CC | Shall be a hydraulically height-adjustable shower trolley for patient transfer and shower. It shall be approximately 77" long x 30" wide with minimum height adjustments range between 23 - 33". It shall have a minimum lift capacity of 330 pounds. Casters shall be a minimum of 4" with wheel locking brakes. Shower Trolley may be configured to work manually or with a battery/electric height adjustment. The unit shall come complete with a wall panel that includes a patient shower and disinfection system, thermostatic mixer and temperature gauge and a stainless steel flush sink.
P3000 | Lavatory, Vitreous China, Straight Back | 1 | CC | Wall mounted, vitreous china lavatory (approximate bowl size 7"x15"x10") with: straight-front apron, straight or contoured back; faucet holes on 4" centers; gooseneck spout; wrist blade handles; and grid strainer. It shall be suitable for use in clinics, offices, washrooms or patient care areas.
P5040 | Shower, Single, Hand-Held | 1 | CC | A complete, barrier-free, single hand-held, personal shower system. The shower system includes: pressure balanced mixing valve with high temperature limit stop; personal hand shower; shower hose; wall supply; and slide bar. For general purpose use throughout the facility in shower stalls.
P9050 | Toilet, Wall Hung, Siphon Jet | 1 | CC | Siphon jet water closet/ toilet. This unit is wall hung with an elongated bowl, top spud flushometer, seat with open front and check hinge, and carrier. Used in restrooms throughout the health care facility.
8 - SV272 - SCI AC Nourishment Room, F&N Svc | 8 - SV272 - SCI AC Nourishment Room, F&N Svc | 8 - SV272 - SCI AC Nourishment Room, F&N Svc | 8 - SV272 - SCI AC Nourishment Room, F&N Svc | 8 - SV272 - SCI AC Nourishment Room, F&N Svc
JSN | NAME | QTY | ACQ/INS | DESCRIPTION
A5075 | Dispenser, Soap, Disposable | 1 | VV | Disposable soap dispenser. One-handed dispensing operation. Designed to accommodate disposable soap cartridge and valve.
A5080 | Dispenser, Paper Towel, SS, Surface Mounted | 1 | CC | A surface mounted, satin finish stainless steel, single-fold, paper towel dispenser. Dispenser features: tumbler lock; front hinged at bottom; and refill indicator slot. Minimum capacity 400 single-fold paper towels. For general purpose use throughout the facility.
C03F0 | Cabinet, U/C/B, 1 Shelf, 2 Half DR, 2 DO, 36x30x22 | 1 | CC | Standing height under counter base cabinet with an adjustable shelf and two half width drawers above solid hinged doors. Also referred to as a combination cabinet or a drawer and cupboard cabinet. For general purpose use throughout the facility.
C03H0 | Cabinet, U/C/B, 2 Half Drawers, 3 DR, 36x30x22 | 1 | CC | Standing height under counter base cabinet with two half width drawers side-by-side above three full width drawers. Also referred to as a drawer cabinet. For general purpose use throughout the facility.
C03J0 | Cabinet, U/C/B, 8 Half Drawers, 36x30x22 | 1 | CC | Standing height under counter base cabinet with eight half width drawers of equal height. Also referred to as a drawer cabinet. For general purpose use throughout the facility.
C03P0 | Cabinet, Sink, U/C/B, 2 Door, 30" W | 1 | CC | Standing height under counter base sink cabinet. 36" H x 30" W x 22" D with two solid hinged doors. Also referred to as a double-door sink cabinet. For general purpose use throughout the facility where a sink is to be used. Coordinate actual clear cabinet dimension with the actual outside dimension of sink that is specified to ensure that they are compatible.
CE030 | Cabinet, W/H, 2 SH, 2 GDO, Sloping Top, 38x30x13 | 2 | CC | Wall hung cabinet with two adjustable shelves, framed-glass hinged doors, and sloping top. Also referred to as a framed-glass hinged double door wall case. For general purpose use throughout the facility.
CS230 | Sink, SS, Double Compartment, 10x14x16 ID | 1 | CC | Double compartment stainless steel sink, drop-in, self-rimming, ledge-type, connected with a drain and provided with a mixing faucet. It shall also be provided with pre-punched fixture holes on 4" center, integral back ledge to accommodate deck-mounted fixtures, brushed/polished interior and top surfaces, and sound deadened. Recommended for use in suspended or U/C/B sink cabinets having a high plastic laminate or Chemsurf laminate countertop/work surface. Coordinate actual outside sink dimensions with the actual clear dimension of cabinet specified to ensure that they are compatible. For general purpose use throughout the facility.
CT020 | Countertop, Solid Surface | 10 | CC | A solid, nonporous countertop with a smooth seamless appearance. Easy to clean and maintain and with proper cleaning does not support the growth of mold. An acrylic-based solid surface product. Standard thickness of 1", and a 4" butt backsplash/curb. Also referred to as a work surface or work top. Available in a choice of colors and depths. Used in lab and other hospital areas requiring optimum physical and chemical resisting properties.
F2015 | Basket, Wastepaper, Metal/Plastic,2 Swinging Doors | 1 | VV | Metal receptacle for soiled / used towels or waste. Equipped with a removable tapered top with two independently operating self-closing, spring hinged doors. Used in public facilities for the collection and temporary storage of refuse.
K4665 | Oven, Microwave, Consumer | 1 | VV | Counter mounted microwave oven for average duty use. The exterior cabinet can be metal or heavy duty impact resistant plastic. The oven delivers instant energy for rapid heating, defrosting or prime cooking. The oven has touch pad controls, digital timer, power level selector and preprogrammed selectors for commonly cooked items. This oven is commonly found in staff lounges.
R4650 | Ice Maker, Flaked, With Dispenser | 1 | CC | Ice maker dispenser approximately 71" H x 19"D x 24"W. This unit provides flaked ice and cooled water automatically. The unit has a daily capacity up to 650 pounds and a 100 pound capacity stainless steel storage compartment with water station. Unit may be free-standing or counter-mounted, automatic load ice dispenser for food service and healthcare use. The unit is used in healthcare institutions and various commercial food service operations for dispensing ice.
R7250 | Refrigerator/Freezer, 20 Cubic Feet | 1 | VV | Refrigerator/freezer unit. This type unit includes a food saver system that helps keep food fresher. It also includes roll out wheels and is equipped for an optional automatic icemaker. This unit is of commercial or residential design and use.
9 - ISC10 - AC Laundry Room, SCI | 9 - ISC10 - AC Laundry Room, SCI | 9 - ISC10 - AC Laundry Room, SCI | 9 - ISC10 - AC Laundry Room, SCI | 9 - ISC10 - AC Laundry Room, SCI
JSN | NAME | QTY | ACQ/INS | DESCRIPTION
A5075 | Dispenser, Soap, Disposable | 1 | VV | Disposable soap dispenser. One-handed dispensing operation. Designed to accommodate disposable soap cartridge and valve.
A5080 | Dispenser, Paper Towel, SS, Surface Mounted | 1 | CC | A surface mounted, satin finish stainless steel, single-fold, paper towel dispenser. Dispenser features: tumbler lock; front hinged at bottom; and refill indicator slot. Minimum capacity 400 single-fold paper towels. For general purpose use throughout the facility.
A5160 | Shelf, 8" Depth, SS, Surface Mounted | 4 | CC | A surface mounted, satin finish, stainless steel shelf with a minimum depth of 8". Mounting brackets are welded to shelf. Shelf is available in various widths. For general purpose use in scrub areas/rooms or other areas of the facility where a SS shelf is required. Pricing based upon a 36" width.
C03A0 | Cabinet, U/C/B, Open, 2 Shelf, 36x30x22 | 1 | CC | Standing height under counter, steel base cabinet, open, with two adjustable shelves. Also referred to as an open cabinet. For general purpose use throughout the facility.
CT020 | Countertop, Solid Surface | 1 | CC | A solid, nonporous countertop with a smooth seamless appearance. Easy to clean and maintain and with proper cleaning does not support the growth of mold. An acrylic-based solid surface product. Standard thickness of 1", and a 4" butt backsplash/curb. Also referred to as a work surface or work top. Available in a choice of colors and depths. Used in lab and other hospital areas requiring optimum physical and chemical resisting properties.
F0295 | Chair, Stacking | 1 | VV | Stacking chair, approximately 34" H X 21" W X 24" D. May be stacked up to 20 high depending upon the model selected. These chairs are intended primarily as overflow capacity for conference rooms.
F2017 | Waste Receptacle, 24 GAL | 1 | VV | Rectangular steel waste receptacle with step-on lid and 24 gallon capacity. The receptacle is used to collect and temporarily store small quantities of paper refuse. Can be used in restrooms, patient areas, laboratories, pharmacies, etc.
M2300 | Washer, Clothes, Automatic | 2 | VV | Large capacity automatic clothes washer with a heavy duty motor. The unit's control system programs load, cycle time, spin speed, fabric, water level and water temperature. The washer includes a bleach and/or fabric softener dispenser and a filter ring for trapping lint.
M2400 | Dryer, Clothes, Automatic, Electric, Household | 2 | VV | Automatic clothes dryer. Electric unit features automatic sensi-dry control with setting for different kinds of fabrics, timed cycle, removable lint filter, drum interior light and enamel finish.
P1965 | Eyewash, Eye/Face, Sink Mounted, Hands-free | 1 | CC | A sink mounted eyewash station. The unit is designed for emergency eye and face rinsing from soft flow dual spray-heads. The Flow must be activated by the single momentary action and remain on until terminated.
P2451 | Valve, Mixing, Thermostatic, Eyewash | 1 | CC | Emergency tempering valve thermostatically mixes hot and cold water to provide a safe fluid supply for a single emergency eye/face wash with a flow rate of 10 gpm (38.8L)
P8710 | Utility Center, Plumbing Connection | 2 | CC | Plumbing connection utility center, sometimes referred to as a 'GUY GRAY BOX'. This recessed utility center provides for hot and cold water connections and a drain connection at sink and other equipment locations. The utility center includes cutoff valves for the water connections, a plug seal for the drain and an outside cover to provide an aesthetic appearance when connections are no longer required. This center may be installed in locations where no plumbing fixtures are included in a design as a future flexibility device, saving many dollars for later facility modifications to incorporate sinks as functions change.
10 - SB201 - SCI AC Patient Toilet, Bldg Sprt | 10 - SB201 - SCI AC Patient Toilet, Bldg Sprt | 10 - SB201 - SCI AC Patient Toilet, Bldg Sprt | 10 - SB201 - SCI AC Patient Toilet, Bldg Sprt | 10 - SB201 - SCI AC Patient Toilet, Bldg Sprt
JSN | NAME | QTY | ACQ/INS | DESCRIPTION
A1067 | Mirror, Float Glass, ADA Accessible | 1 | CC | A high quality 1/4" polished float glass mirror with a stainless steel frame. Frame holds mirror in a tilted position for accessibility and compliance with ADA requirements. Mirror has a galvanized steel back secured to frame with concealed screws with integral horizontal hanging brackets. Mirror shall be approximately 18" wide and 36" high. Other sizes are available.
A5075 | Dispenser, Soap, Disposable | 1 | VV | Disposable soap dispenser. One-handed dispensing operation. Designed to accommodate disposable soap cartridge and valve.
A5082 | Dispenser, Paper Towel, Sensor, Hands Free | 1 | CC | A surface mounted, sensor activated, automatic, roll paper towel dispenser. The unit dispenses a paper towel automatically only when hands are place in position below the dispenser for maximum sanitation and hygiene. May include adjustable settings for sheet length, time delay, and sensor range. Unit is battery operated or with optional AC power adapter.
A5090 | Disposal, Sanitary Napkin, SS, Surface Mounted | 1 | CC | A surface mounted, satin finish stainless steel, sanitary napkin disposal. Disposal features a flip-up cover, secured to the container by a heavy duty stainless steel piano-hinge. Disposal may be secured to wall or toilet partition. For general purpose use in female toilet stalls or rooms and uni-sex toilet rooms.
A5109 | Grab Bar, 1-1/4" Dia., SS, 2 Wall, W/C Accessible | 1 | CC | A 1-1/4" diameter, satin finish stainless steel, peened gripping surface, 2 wall toilet stall/ room, grab bar with concealed mounting flanges. Snap over flanges are provided to conceal mounting screws. A selection of mounting kits and concealed anchor devices are available from the manufacturers for different types of installations. Grab bar shall comply with barrier-free accessibility guidelines for structural strength. For typical water closet applications in toilet stalls and rooms where ADA (American's With Disabilities Act) requirements must be met.
A5145 | Hook, Garment, Double, SS, Surface Mounted | 1 | CC | A surface mounted, satin finish stainless steel, double garment hook. Equipped with a concealed mounting bracket that is secured to a concealed wall plate. For general purpose use throughout the facility to hang various items of apparel.
A5200 | Dispenser, Toilet Tissue, SS, 2-Roll, Surface Mntd | 1 | CC | A concealed surface mounted, double roll, satin finish stainless steel, toilet tissue dispenser. Unit accommodates two standard-core toilet tissue rolls through 5" in diameter. Spindles are chrome plated plastic with a heavy-duty internal spring and turn freely for non-controlled delivery. For general purpose use in restrooms.
F2010 | Basket, Wastepaper, Step-On | 1 | VV | "Step-on" wastepaper basket with inner liner and foot petal activated flip top.
P3000 | Lavatory, Vitreous China, Straight Back | 1 | CC | Wall mounted, vitreous china lavatory (approximate bowl size 7"x15"x10") with: straight-front apron, straight or contoured back; faucet holes on 4" centers; gooseneck spout; wrist blade handles; and grid strainer. It shall be suitable for use in clinics, offices, washrooms or patient care areas.
P9050 | Toilet, Wall Hung, Siphon Jet | 1 | CC | Siphon jet water closet/ toilet. This unit is wall hung with an elongated bowl, top spud flushometer, seat with open front and check hinge, and carrier. Used in restrooms throughout the health care facility.
4 - SCI/D CENTER ACUTE CARE PATIENT CARE UNIT (AC-PCU) SUPPORT AREA | 4 - SCI/D CENTER ACUTE CARE PATIENT CARE UNIT (AC-PCU) SUPPORT AREA | 4 - SCI/D CENTER ACUTE CARE PATIENT CARE UNIT (AC-PCU) SUPPORT AREA | 4 - SCI/D CENTER ACUTE CARE PATIENT CARE UNIT (AC-PCU) SUPPORT AREA | 4 - SCI/D CENTER ACUTE CARE PATIENT CARE UNIT (AC-PCU) SUPPORT AREA
1 - SC152 - SCI AC Nurse Station, Clncl Sprt | 1 - SC152 - SCI AC Nurse Station, Clncl Sprt | 1 - SC152 - SCI AC Nurse Station, Clncl Sprt | 1 - SC152 - SCI AC Nurse Station, Clncl Sprt | 1 - SC152 - SCI AC Nurse Station, Clncl Sprt
JSN | NAME | QTY | ACQ/INS | DESCRIPTION
A1010 | Telecommunication Outlet | 4 | VV | Telecommunication outlet location.
A1015 | Telephone, Desk, Multiple Line | 2 | VV | Telephone, desk, multiple line.
E0418 | Nurse Station, Medium, Free Standing | 1 | VV | Nurse station typicals have non-powered steel frames with a pre-installed metal junction box for user defined electrical solutions. Data modules and low voltage cabling can be routed freely within the frame. Electrical and/or data devices are not provided with the nurse station. Panel inserts are available in fabric, painted metal, tackable, acoustical, paper management, rail, glass, open and electrical/data accessible styles. Typicals include panel inserts for both sides of the steel frame. All electrical connections must be made by an electrical contractor. THIS TYPICAL INCLUDES: 5 steel frames, 70"H x 24"W; 1 steel frame, 70"H x 48"W; 2 steel frames, 38"W x 48"W; 4 steel frames, 38"H x 24"W; 1 steel frame w/low access, 38"H x 48"W; 2 frame connectors, 3-way corner, 70"H; 1 frame connector, 2-way corner, 38"H; 2 frame connectors, 135 degree, 2-way, 38"H; 9 finished end hardware; 6 frame-to-frame connectors; 3 cantilevered work surface, 48"W; 2 cantilevered, work surface, 72"W; 1 cantilevered low access work surface, 135 degree, 48"W; 2 pedestal box/box/files; 2 panel inserts, painted metal, 8"H x 24"W; 50 panel inserts, painted metal, 16"H x 24"W; 10 panel inserts, painted metal, 16"H x 48"W; 2 panel inserts, painted metal, 20"H x 48"W : 2 panel inserts, tackable, 16"H x 24"W; 2 panel inserts, paper mgmt., 8"H x 48"W; 1 countertop w/light support assembly, 16"D x 14'-0"L; 18 paper tray, 10"W; 2 chart shelf, pass-thru, 24"W; 2 chart shelf, pass-thru, 48"W.
F0280 | Chair, Swivel, Low Back | 4 | VV | Low back contemporary swivel chair, 37" high X 25" wide X 31" deep with a five (5) caster swivel base, arms and foam padded seat and back upholstered with either woven textile fabric or vinyl.
F2000 | Basket, Wastepaper, Fire Resistant | 2 | VV | Wastepaper basket, fire resistant, approximately 40 quart capacity. This unit is used to collect and temporarily store small quantities of paper refuse in patient rooms, administrative areas and nursing stations. Size and shape varies depending on the application and manufacturer selected.
F3050 | Whiteboard, Dry Erase | 1 | VV | Whiteboard unit, approximately 36" H x 48" W consisting of a white porcelain enamel writing surface with an attached chalk tray. Magnetic surface available. Image can be easily removed with a standard chalkboard eraser. For use with water color pens. Unit is ready to hang.
F3200 | Clock, Battery, 12" Diameter | 1 | VV | Clock, 12" diameter. Round surface, easy to read numbers with sweep second hand. Wall mounted unit for use when impractical to install a fully synchronized clock system. Battery operated, (batteries not included).
M1605 | Holder, Chart, 20 Each | 1 | VV | Clinical chart holder cart. 20 chart capacity. 2 side-by-side tiers. May be ordered in various chart capacities. Constructed of heavy metal frames with vinyl laminated surfaces or painted panels. 3" casters with locks. Used to hold patient spring loaded charts.
M1801 | Computer, Microprocessing, w/Flat Panel Monitor | 4 | VV | Desk top microprocessing computer. The unit shall consist of a central processing mini tower, flat panel monitor, keyboard, mouse and speakers. The system shall have the following minimum characteristics: a 2.8 GHz Pentium processor; 512 MB memory; 80GB hard drive; 32/48x CD-ROMDVD combo; 1.44MB network interface card; video 32 MB NVIDIA; a 18 inch flat panel monitor. The computer is used throughout the facility to input, manipulate and retrieve information.
M1820 | Imprinter, Data Record, Electric | 1 | VV | Electric data record imprinter. The device accepts embossed plastic patient cards in either the 50 column or the 80 column format and adjusts automatically for card size and form thickness. Device will provide clear readable impressions with a cycle that is less than 1 second in length. Electro-mechanical design provides for a consistent impression that is independent of operator knowledge or technique. Unit may include a date/time stamp as an accessory.
M1840 | Printer/Copier/Fax Combination | 1 | VV | Multifunctional printer, fax, scanner and copier (PFC) all-in-one machine.
M1855 | Facsimile Machine | 1 | VV | Plain paper facsimile unit used to transmit printed matter or images over standard telephone lines. The unit operates at a modem speed of 33.6 Kbps and automatically recognizes and communicates with a variety of standard facsimile machines. Commonly referred to as "fax" unit.
2 - SS204 - SCI AC Nurse Supervisor Office, Stff Sprt | 2 - SS204 - SCI AC Nurse Supervisor Office, Stff Sprt | 2 - SS204 - SCI AC Nurse Supervisor Office, Stff Sprt | 2 - SS204 - SCI AC Nurse Supervisor Office, Stff Sprt | 2 - SS204 - SCI AC Nurse Supervisor Office, Stff Sprt
JSN | NAME | QTY | ACQ/INS | DESCRIPTION
A1010 | Telecommunication Outlet | 2 | VV | Telecommunication outlet location.
A1015 | Telephone, Desk, Multiple Line | 1 | VV | Telephone, desk, multiple line.
A5145 | Hook, Garment, Double, SS, Surface Mounted | 1 | CC | A surface mounted, satin finish stainless steel, double garment hook. Equipped with a concealed mounting bracket that is secured to a concealed wall plate. For general purpose use throughout the facility to hang various items of apparel.
E0078 | Workstation, L-Shaped w/Peninsula, Free Std, 78x72 | 1 | VV | This section will provide a whole work station typical to quickly plan work areas in clinical or administrative spaces. There will be a price decrease if typical work stations are used with vertical hanging strips instead of panels. THIS TYPICAL INCLUDES: 4 standard solid panels; 2 panel connectors, 2-way corner; 1 panel-to-panel connector; 2 finished end hardware; 1 cantilevered work surface; 1 peninsula work surface; 2 lockable flipper units; 2 shelf, storage/display; 2 lights; 1 tack board, 48"W; 1 tool rail, 30"W; 1 paper tray; 1 diagonal tray; 1 adjustable keyboard tray; 1 mobile pedestal, box/file.
F0110 | Bookcase, 3 Shelf | 1 | VV | Freestanding open metal shelf book case, approximately 60" high X 36" wide X 18" deep with three (3) adjustable shelves and four (4) non-marking floor glides.
F0205 | Chair, Side With Arms | 2 | VV | Upholstered side chair, 32" high X 21" wide X 23" deep with arms, padded seats and padded backs. Seat height is a minimum of 17". Available with or without sled base.
F0275 | Chair, Swivel, High Back | 1 | VV | Highback contemporary swivel chair, 41" high X 23" wide X 23" deep with five (5) caster swivel base and arms. Chair may be used at desks or in conference rooms. Back and seat are foam padded and upholstered with either woven textile fabric or vinyl.
F0420 | Cabinet, Filing, Lateral, Half Height | 1 | VV | Half height two (2) or three (3) drawer lateral filing cabinet, 28" high X 42" wide X 18" deep with recessed handles, locking device and drawer label holders. Drawers are adaptable to either letter or legal size materials.
F2000 | Basket, Wastepaper, Fire Resistant | 1 | VV | Wastepaper basket, fire resistant, approximately 40 quart capacity. This unit is used to collect and temporarily store small quantities of paper refuse in patient rooms, administrative areas and nursing stations. Size and shape varies depending on the application and manufacturer selected.
F3200 | Clock, Battery, 12" Diameter | 1 | VV | Clock, 12" diameter. Round surface, easy to read numbers with sweep second hand. Wall mounted unit for use when impractical to install a fully synchronized clock system. Battery operated, (batteries not included).
M1801 | Computer, Microprocessing, w/Flat Panel Monitor | 1 | VV | Desk top microprocessing computer. The unit shall consist of a central processing mini tower, flat panel monitor, keyboard, mouse and speakers. The system shall have the following minimum characteristics: a 2.8 GHz Pentium processor; 512 MB memory; 80GB hard drive; 32/48x CD-ROMDVD combo; 1.44MB network interface card; video 32 MB NVIDIA; a 18 inch flat panel monitor. The computer is used throughout the facility to input, manipulate and retrieve information.
3 - SS218 - SCI AC Charting Workstation, Stff Sprt | 3 - SS218 - SCI AC Charting Workstation, Stff Sprt | 3 - SS218 - SCI AC Charting Workstation, Stff Sprt | 3 - SS218 - SCI AC Charting Workstation, Stff Sprt | 3 - SS218 - SCI AC Charting Workstation, Stff Sprt
JSN | NAME | QTY | ACQ/INS | DESCRIPTION
A1010 | Telecommunication Outlet | 2 | VV | Telecommunication outlet location.
A1015 | Telephone, Desk, Multiple Line | 1 | VV | Telephone, desk, multiple line.
E0123 | Workstation, Straight, Free Standing, 72" W | 1 | VV | This JSN will provide a whole work station typical to quickly plan work in areas in clinical or administrative spaces. There will be a price decrease if typical work stations are used with vertical hanging strips instead of panels. THIS TYPICAL INCLUDES: 4 Standard Solid Panels 2 Panel Connectors, 2-Way Corner 1 Panel-to-Panel Connector 2 Finished End Hardware 1 Cantilevered, Work Surface 2 Lockable Flipper Units 2 Shelf, Storage/Displays 2 Lights 1 Tack board 1 Tool Rail 1 Paper Tray 1 Diagonal Tray 1 Adjustable Keyboard Tray 1 Mobile Pedestal, Box/File
F0275 | Chair, Swivel, High Back | 1 | VV | Highback contemporary swivel chair, 41" high X 23" wide X 23" deep with five (5) caster swivel base and arms. Chair may be used at desks or in conference rooms. Back and seat are foam padded and upholstered with either woven textile fabric or vinyl.
F0420 | Cabinet, Filing, Lateral, Half Height | 1 | VV | Half height two (2) or three (3) drawer lateral filing cabinet, 28" high X 42" wide X 18" deep with recessed handles, locking device and drawer label holders. Drawers are adaptable to either letter or legal size materials.
F2000 | Basket, Wastepaper, Fire Resistant | 1 | VV | Wastepaper basket, fire resistant, approximately 40 quart capacity. This unit is used to collect and temporarily store small quantities of paper refuse in patient rooms, administrative areas and nursing stations. Size and shape varies depending on the application and manufacturer selected.
M1801 | Computer, Microprocessing, w/Flat Panel Monitor | 1 | VV | Desk top microprocessing computer. The unit shall consist of a central processing mini tower, flat panel monitor, keyboard, mouse and speakers. The system shall have the following minimum characteristics: a 2.8 GHz Pentium processor; 512 MB memory; 80GB hard drive; 32/48x CD-ROMDVD combo; 1.44MB network interface card; video 32 MB NVIDIA; a 18 inch flat panel monitor. The computer is used throughout the facility to input, manipulate and retrieve information.
4 - SS218 - SCI AC Clerk Workstation, Stff Sprt | 4 - SS218 - SCI AC Clerk Workstation, Stff Sprt | 4 - SS218 - SCI AC Clerk Workstation, Stff Sprt | 4 - SS218 - SCI AC Clerk Workstation, Stff Sprt | 4 - SS218 - SCI AC Clerk Workstation, Stff Sprt
JSN | NAME | QTY | ACQ/INS | DESCRIPTION
A1010 | Telecommunication Outlet | 2 | VV | Telecommunication outlet location.
A1015 | Telephone, Desk, Multiple Line | 1 | VV | Telephone, desk, multiple line.
E0123 | Workstation, Straight, Free Standing, 72" W | 1 | VV | This JSN will provide a whole work station typical to quickly plan work in areas in clinical or administrative spaces. There will be a price decrease if typical work stations are used with vertical hanging strips instead of panels. THIS TYPICAL INCLUDES: 4 Standard Solid Panels 2 Panel Connectors, 2-Way Corner 1 Panel-to-Panel Connector 2 Finished End Hardware 1 Cantilevered, Work Surface 2 Lockable Flipper Units 2 Shelf, Storage/Displays 2 Lights 1 Tack board 1 Tool Rail 1 Paper Tray 1 Diagonal Tray 1 Adjustable Keyboard Tray 1 Mobile Pedestal, Box/File
F0275 | Chair, Swivel, High Back | 1 | VV | Highback contemporary swivel chair, 41" high X 23" wide X 23" deep with five (5) caster swivel base and arms. Chair may be used at desks or in conference rooms. Back and seat are foam padded and upholstered with either woven textile fabric or vinyl.
F0420 | Cabinet, Filing, Lateral, Half Height | 1 | VV | Half height two (2) or three (3) drawer lateral filing cabinet, 28" high X 42" wide X 18" deep with recessed handles, locking device and drawer label holders. Drawers are adaptable to either letter or legal size materials.
F2000 | Basket, Wastepaper, Fire Resistant | 1 | VV | Wastepaper basket, fire resistant, approximately 40 quart capacity. This unit is used to collect and temporarily store small quantities of paper refuse in patient rooms, administrative areas and nursing stations. Size and shape varies depending on the application and manufacturer selected.
M1801 | Computer, Microprocessing, w/Flat Panel Monitor | 1 | VV | Desk top microprocessing computer. The unit shall consist of a central processing mini tower, flat panel monitor, keyboard, mouse and speakers. The system shall have the following minimum characteristics: a 2.8 GHz Pentium processor; 512 MB memory; 80GB hard drive; 32/48x CD-ROMDVD combo; 1.44MB network interface card; video 32 MB NVIDIA; a 18 inch flat panel monitor. The computer is used throughout the facility to input, manipulate and retrieve information.
5 - SV583 - SCI AC Medication Room, Phrm Svc | 5 - SV583 - SCI AC Medication Room, Phrm Svc | 5 - SV583 - SCI AC Medication Room, Phrm Svc | 5 - SV583 - SCI AC Medication Room, Phrm Svc | 5 - SV583 - SCI AC Medication Room, Phrm Svc
JSN | NAME | QTY | ACQ/INS | DESCRIPTION
A1010 | Telecommunication Outlet | 2 | VV | Telecommunication outlet location.
A1014 | Telephone, Wall Mounted, 1 Line, With Speaker | 1 | VV | Telephone, wall mounted, 1 line, with speaker.
A5075 | Dispenser, Soap, Disposable | 1 | VV | Disposable soap dispenser. One-handed dispensing operation. Designed to accommodate disposable soap cartridge and valve.
A5077 | Dispenser, Hand Sanitizer, Hands-Free | 1 | VV | A touch free wall-mounted hand sanitizer dispenser. For use throughout a healthcare facility. Unit does not include the sanitizing liquid. Units are battery operated.
A5082 | Dispenser, Paper Towel, Sensor, Hands Free | 1 | CC | A surface mounted, sensor activated, automatic, roll paper towel dispenser. The unit dispenses a paper towel automatically only when hands are place in position below the dispenser for maximum sanitation and hygiene. May include adjustable settings for sheet length, time delay, and sensor range. Unit is battery operated or with optional AC power adapter.
A5107 | Dispenser, Glove, Surgical/Examination, Wall Mntd | 1 | VV | Examination three (Small Medium, Large) glove dispenser box for wall mounting. Fabricated of either cold rolled steel with a white baked enamel finish, plastic or acrylic. Hardware not included, Option 3 powder coated steel.
A5108 | Waste Disposal Unit, Sharps | 1 | VV | A container for collecting and transporting syringes and other sharps for decontamination and disposal. Available in 2 gallon and 8 gallon with locking rotor. Complies with OSHA regulations for handling sharps.
A5145 | Hook, Garment, Double, SS, Surface Mounted | 1 | CC | A surface mounted, satin finish stainless steel, double garment hook. Equipped with a concealed mounting bracket that is secured to a concealed wall plate. For general purpose use throughout the facility to hang various items of apparel.
C03G0 | Cabinet, U/C/B, 2 Shelf, 2 Door, 36x30x22 | 1 | CC | Standing height under counter base cabinet with two adjustable shelves and two solid hinged doors. Also referred to as a cupboard cabinet. For general purpose use throughout the facility.
C04Q0 | Cabinet, ADA Sink, Wall-Mounted | 1 | CC | Wall mounted sink support cabinet for drop-in sink with vertical fascia and angled ADA profile, also referred to as ADA sink cabinet. Removable front panel to permit access to plumbing. Medium density M-3 particle board core construction faced with high pressure vertical grade decorative plastic laminate on exposed surfaces and melamine on semi-exposed and concealed surfaces; plastic laminate edge banding. Includes all attaching hardware including support rail.
CD030 | Cabinet, W/H, 2 Shelf, 2 DO, Sloping Top, 38x30x13 | 2 | CC | Wall hung steel cabinet with two adjustable shelves, solid hinged doors, and sloping top. Also referred to as a solid hinged double door wall case. For general purpose use throughout the facility.
CS070 | Sink, SS, Single Compartment, 7.5x16x16 ID | 1 | CC | Single compartment stainless steel sink, drop-in, self-rimming, ledge-type, connected with a drain and provided with a mixing faucet. It shall also be provided with pre-punched fixture holes on 4" center, integral back ledge to accommodate deck-mounted fixtures, brushed/polished interior and top surfaces, and sound deadened. Recommended for use in suspended or U/C/B sink cabinets having a high plastic laminate or Chemsurf laminate countertop/work surface. Coordinate actual outside sink dimensions with the actual clear dimension of cabinet specified to ensure that they are compatible. For general purpose use throughout the facility.
CT020 | Countertop, Solid Surface | 1 | CC | A solid, nonporous countertop with a smooth seamless appearance. Easy to clean and maintain and with proper cleaning does not support the growth of mold. An acrylic-based solid surface product. Standard thickness of 1", and a 4" butt backsplash/curb. Also referred to as a work surface or work top. Available in a choice of colors and depths. Used in lab and other hospital areas requiring optimum physical and chemical resisting properties.
E0945 | Cart, Computer, Mobile | 1 | VV | A mobile computer cart for use throughout the facility. The cart dimensions will be approximately 45" H x 30" W x 22" D with casters. May include drawers and miscellaneous other accessories that will be determined at time of purchase. This Typical may include: 1 Cart Body, w/Computer Support, Style-A Narrow, w/Raised Edge Top 1 Flip-Up Shelf 1 Sharps Container Holder 1 Wastebasket 1 Chart Holder 2 Drawers, 3"H 2 Drawers, 6"H 3 Accessory Rail, Side Drawer Organizer Bins
F2010 | Basket, Wastepaper, Step-On | 1 | VV | "Step-on" wastepaper basket with inner liner and foot petal activated flip top.
F3050 | Whiteboard, Dry Erase | 1 | VV | Whiteboard unit, approximately 36" H x 48" W consisting of a white porcelain enamel writing surface with an attached chalk tray. Magnetic surface available. Image can be easily removed with a standard chalkboard eraser. For use with water color pens. Unit is ready to hang.
F3200 | Clock, Battery, 12" Diameter | 1 | VV | Clock, 12" diameter. Round surface, easy to read numbers with sweep second hand. Wall mounted unit for use when impractical to install a fully synchronized clock system. Battery operated, (batteries not included).
M1801 | Computer, Microprocessing, w/Flat Panel Monitor | 1 | VV | Desk top microprocessing computer. The unit shall consist of a central processing mini tower, flat panel monitor, keyboard, mouse and speakers. The system shall have the following minimum characteristics: a 2.8 GHz Pentium processor; 512 MB memory; 80GB hard drive; 32/48x CD-ROMDVD combo; 1.44MB network interface card; video 32 MB NVIDIA; a 18 inch flat panel monitor. The computer is used throughout the facility to input, manipulate and retrieve information.
M3150 | Distribution System, Medication, Automatic | 1 | VV | An automated dispensing system that provides controlled dispensing, inventory and security. Size and cost will vary dependent on number of modules selected.
P1965 | Eyewash, Eye/Face, Sink Mounted, Hands-free | 1 | CC | A sink mounted eyewash station. The unit is designed for emergency eye and face rinsing from soft flow dual spray-heads. The Flow must be activated by the single momentary action and remain on until terminated.
R6200 | Refrigerator, U/C or F/S, 5 Cu Ft | 1 | VV | Utility refrigerator approximately 35" H x 24" W x 26" D. The unit has a two tray ice cube cooling system. The refrigerator fits standard architectural dimensions for undercounter installation. The unit is perfect for use in nurses' station, wards, and laboratories, pharmacies or wherever space is limited.
6 - SB737 - SCI AC Clean Utility Room, Lgstcs Svc | 6 - SB737 - SCI AC Clean Utility Room, Lgstcs Svc | 6 - SB737 - SCI AC Clean Utility Room, Lgstcs Svc | 6 - SB737 - SCI AC Clean Utility Room, Lgstcs Svc | 6 - SB737 - SCI AC Clean Utility Room, Lgstcs Svc
JSN | NAME | QTY | ACQ/INS | DESCRIPTION
E0906 | Locker, Supply, General, Wall Mtd, 23"W x 20"D | 1 | VV | THIS TYPICAL INCLUDES: 1 Wall Mounted Rail 1 Locked Storage Container 2 Tray/Shelves 1 Drawer, 3"H 3 Drawers, 6"H 2 Drawers, 9"H 1 Tray/Shelf Divider Drawer Organizer Bins Consider the need for an E0921 to transport the locker from place to place.
E0912 | Locker, Supply, Med Surg, Wall Mtd | 1 | VV | Medical/Surgical Supply locker, Wall Mounted, approximately 23"W x 20"D. THIS TYPICAL INCLUDES: 1 Wall Mounted Rail 1 Locked Storage Container 4 Tray/Shelves 5 Drawers, 3"H 2 Drawers, 6"H 2 Tray/Shelf Dividers Drawer Organizer Bins Consider the need for an E0921 to transport the locker from place to place.
E1500 | Rail, MOD, W/MNTD, HX144XD | 1 | VV | Wall mounted rail used for hanging (mounting) lockers, shelves and drawers on a wall.
F2000 | Basket, Wastepaper, Fire Resistant | 1 | VV | Wastepaper basket, fire resistant, approximately 40 quart capacity. This unit is used to collect and temporarily store small quantities of paper refuse in patient rooms, administrative areas and nursing stations. Size and shape varies depending on the application and manufacturer selected.
7 - SB743 - SCI AC Soiled Utility Room, Lgstcs Svc | 7 - SB743 - SCI AC Soiled Utility Room, Lgstcs Svc | 7 - SB743 - SCI AC Soiled Utility Room, Lgstcs Svc | 7 - SB743 - SCI AC Soiled Utility Room, Lgstcs Svc | 7 - SB743 - SCI AC Soiled Utility Room, Lgstcs Svc
JSN | NAME | QTY | ACQ/INS | DESCRIPTION
A1012 | Telephone, Wall Mounted, 1 Line | 1 | VV | Telephone, wall mounted, 1 line.
A5075 | Dispenser, Soap, Disposable | 1 | VV | Disposable soap dispenser. One-handed dispensing operation. Designed to accommodate disposable soap cartridge and valve.
A5077 | Dispenser, Hand Sanitizer, Hands-Free | 1 | VV | A touch free wall-mounted hand sanitizer dispenser. For use throughout a healthcare facility. Unit does not include the sanitizing liquid. Units are battery operated.
A5080 | Dispenser, Paper Towel, SS, Surface Mounted | 1 | CC | A surface mounted, satin finish stainless steel, single-fold, paper towel dispenser. Dispenser features: tumbler lock; front hinged at bottom; and refill indicator slot. Minimum capacity 400 single-fold paper towels. For general purpose use throughout the facility.
A5106 | Waste Disposal Unit, Sharps w/Glove Dispenser | 1 | VV | The unit is designed for the disposal of sharps and complies with OSHA guidelines for the handling of sharps. It shall house a 5 quart container and be capable of being mounted on a wall. It shall have a glove dispenser attached. The unit shall be secured by a locked enclosure.
C04F0 | Cabinet, U/C/B, 1 Shelf, 2 Half DR, 2 DO, 36x36x22 | 1 | CC | Standing height under counter base cabinet with an adjustable shelf and two half width drawers above solid hinged doors. Also referred to as a combination cabinet or a drawer and cupboard cabinet. For general purpose use throughout the facility.
C05P0 | Cabinet, Sink, U/C/B, 2 Door, 36x48x22 | 1 | CC | Standing height under counter base sink cabinet with solid hinged doors. Also referred to as a double-door sink cabinet. For general purpose use throughout the facility where a sink is to be used. Coordinate actual clear cabinet dimension with the actual outside dimension of sink that is specified to ensure that they are compatible.
CS200 | Sink, SS, Single Compartment, 12x28x16 ID | 1 | CC | Single compartment stainless steel sink, drop-in, self-rimming, ledge-type, connected with a drain and provided with a mixing faucet. It shall also be provided with pre-punched fixture holes on 4" center, integral back ledge to accommodate deck-mounted fixtures, brushed/polished interior and top surfaces, and sound deadened. Recommended for use in suspended or U/C/B sink cabinets having a high plastic laminate or Chemsurf laminate countertop/work surface. Coordinate actual outside sink dimensions with the actual clear dimension of cabinet specified to ensure that they are compatible. For general purpose use throughout the facility.
CT050 | Countertop, Stainless Steel | 1 | CC | Stainless steel countertop (composition of heavy-gauge Type No. 304 stainless steel) having a smooth satin finish and integral 4" backsplash/curb. Also referred to as a corrosion-resistant steel work surface or work top. Available in various depths. Used in areas where excellent ease of cleaning, abrasion resistance, bacteria resistance, impact resistance, load capacity and moisture resistance, are of concern. Pricing based upon a 24" depth.
F2020 | Can, Trash, 44 Gallon | 1 | VV | Forty four (44) gallon trash can, 32" high X 24" diameter, with lid. Used to collect and transport refuse from a point of origin to point of disposal (example: from soiled utility or a nursing unit to the trash compactor at housekeeping).
P2000 | Eyewash, Wall Mounted, Hands-Free | 1 | CC | Wall mounted emergency eye wash station. The flow of water from the unit is activated by hand. Upon initiation of water flow the unit will operate hands free to provide streams of water to clear foreign particles or dilute caustic liquids from the eyes in emergency situations. Used in laboratories and areas of the hospital where employees are subject to foreign bodies or liquid material to the eyes.
P2450 | Valve, Mixing, Thermostatic | 1 | CC | Thermostatic mixing valve with washout hose. Used with portable whirlpool equipment. Thermostatic valve is used to maintain temperature between 70 and 110 degree Fahrenheit, with a flow rate of 20 gallons a minute. The washout hose assembly is used to wash out tanks after treatment. Used in physical therapy department to provide comfortable water temperature for patient treatments.
P3100 | Lavatory, Vitreous China, Slab Type | 1 | CC | Wall mounted, slab type, vitreous china, lavatory (approximate bowl size 7"x15"x10") with: faucet holes on 4" centers; gooseneck spout; wrist blade handles; and grid strainer. It shall be suitable for use in clinics, offices, washrooms or patient care area.
8 - ISC13 - AC Evacuation Equipment Room, SCI | 8 - ISC13 - AC Evacuation Equipment Room, SCI | 8 - ISC13 - AC Evacuation Equipment Room, SCI | 8 - ISC13 - AC Evacuation Equipment Room, SCI | 8 - ISC13 - AC Evacuation Equipment Room, SCI
JSN | NAME | QTY | ACQ/INS | DESCRIPTION
M4645 | Patient Transfer Device | 1 | VV | A patient transfer board designed to make lateral patient transfers safer for staff and be more comfortable for the patients. The board uses a smooth, low friction and static free surface to eliminate the need for metal rollers. The board has a soft foam core that makes them lightweight for ease of use and storage. The long board device also enables the transfer of a patient in the seated or Fowler position. The boards come in three sizes with the long board being foldable. The dimensions and price are for the long wide board.
M4654 | Stretcher, Mobile, Trauma | 1 | VV | A trauma stretcher designed for use in both emergency and trauma situations. The stretcher allows for easy patient access and their easy transfer. It will have a patient load capacity of at least 700 pounds. It will have superior stability, mobility and braking cabilities. It will have a strong I-beam type construction. The height willl be adjustable with manual backrest. Stainless or painted steel top and chassis. Features 8" conductive casters, with lock and brake, folding, tuck-away side-rails and IV poles and a flame retardant antibacterial mattress.
M4705 | Wheelchair, Patient Transport, Folding | 2 | VV | Folding patient transport wheelchair. Constructed of chrome plated steel with detachable armrest and footrests. Unit has heavy duty front casters with sealed radial high-precision ball bearing assembly. Unit is used for patient transport.
M4710 | Wheelchair, Patient, Bariatric, Transport, Folding | 1 | VV | Folding bariatric patient transport wheelchair with a capacity of at least 500 lbs. Constructed with a heavy duty steel frame and double cross brace, with detachable armrest and swing away footrests. Unit has heavy duty front casters and rear wheels with precision wheel bearings in front and rear assembly. Unit is used for patient movement.
9 - SC471 - SCI AC Clean Linen Room, EMS | 9 - SC471 - SCI AC Clean Linen Room, EMS | 9 - SC471 - SCI AC Clean Linen Room, EMS | 9 - SC471 - SCI AC Clean Linen Room, EMS | 9 - SC471 - SCI AC Clean Linen Room, EMS
JSN | NAME | QTY | ACQ/INS | DESCRIPTION
M2055 | Shelving, Storage, Wire, CRS, w/Adjustable Shelves | 1 | VV | Stationary, wire, shelving unit. Unit has fully adjustable shelves constructed of stainless steel. For use in general purpose storage areas. Shelving is provided in various sizes and configurations. Price provided is for a unit approximately 74"H x 18"D x 48"W with four shelves.
10 - SB780 - SCI AC Transfer Equipment Room, Lgstcs Svc | 10 - SB780 - SCI AC Transfer Equipment Room, Lgstcs Svc | 10 - SB780 - SCI AC Transfer Equipment Room, Lgstcs Svc | 10 - SB780 - SCI AC Transfer Equipment Room, Lgstcs Svc | 10 - SB780 - SCI AC Transfer Equipment Room, Lgstcs Svc
JSN | NAME | QTY | ACQ/INS | DESCRIPTION
M2055 | Shelving, Storage, Wire, CRS, w/Adjustable Shelves | 2 | VV | Stationary, wire, shelving unit. Unit has fully adjustable shelves constructed of stainless steel. For use in general purpose storage areas. Shelving is provided in various sizes and configurations. Price provided is for a unit approximately 74"H x 18"D x 48"W with four shelves.
M2070 | Shelving, Storage, 77hx36wx18d | 2 | VV | Storage shelving unit approximately 77" H X 36" W X 18" D. Corrosion resistant baked enamel, galvanized or stainless steel open unit with adjustable shelves. The closed version is also available. For use in the storage room.
11 - SB255 - SCI AC Stretcher Room, Bldg Sprt | 11 - SB255 - SCI AC Stretcher Room, Bldg Sprt | 11 - SB255 - SCI AC Stretcher Room, Bldg Sprt | 11 - SB255 - SCI AC Stretcher Room, Bldg Sprt | 11 - SB255 - SCI AC Stretcher Room, Bldg Sprt
JSN | NAME | QTY | ACQ/INS | DESCRIPTION
M4655 | Stretcher, Mobile, CRS, 9 Position | 2 | VV | Mobile stretcher. All corrosion resistant stainless steel construction. It consists of a tubular frame with side rails, a 9-position hydraulic base with pneumatic fowler adjustment, and a 2" pad. Unit is mounted on 8" conductive casters. Designed for patient transport as well as for minor surgical procedures.
12 - ISC17 - AC Equipment Room, SCI | 12 - ISC17 - AC Equipment Room, SCI | 12 - ISC17 - AC Equipment Room, SCI | 12 - ISC17 - AC Equipment Room, SCI | 12 - ISC17 - AC Equipment Room, SCI
JSN | NAME | QTY | ACQ/INS | DESCRIPTION
M4045 | Scale, Wheelchair, Portable, 1000 lb Capacity | 1 | VV | A battery operated, portable, digital wheelchair scale. This item is designed to accommodate extra-wide wheelchairs for weighing bariatric patients and also can be used for walk-ons. The scale can store the weight of the chair. The digital display unit can be scale mounted or mounted on a wall. An optional AC adapter is available. Designed for a gross 1000 lbs. capacity.
M4705 | Wheelchair, Patient Transport, Folding | 1 | VV | Folding patient transport wheelchair. Constructed of chrome plated steel with detachable armrest and footrests. Unit has heavy duty front casters with sealed radial high-precision ball bearing assembly. Unit is used for patient transport.
M4710 | Wheelchair, Patient, Bariatric, Transport, Folding | 1 | VV | Folding bariatric patient transport wheelchair with a capacity of at least 500 lbs. Constructed with a heavy duty steel frame and double cross brace, with detachable armrest and swing away footrests. Unit has heavy duty front casters and rear wheels with precision wheel bearings in front and rear assembly. Unit is used for patient movement.
M8085 | Lift, Patient, Electric, 600 Lb Cap, Bariatric | 1 | VC | A battery powered patient lift with an adjustable U shaped base and a minimum of 600 pound capacity for bariatric use. Unit comes with a battery charger. The unit is mounted on locking ball bearing casters for safety and stability and may require specialized slings. The database height refers to fully extended lifting arms. Designed for patient lifting and movement.
13 - SB711 - SCI AC Patient Belongings Storage Room, Lgstcs Svc | 13 - SB711 - SCI AC Patient Belongings Storage Room, Lgstcs Svc | 13 - SB711 - SCI AC Patient Belongings Storage Room, Lgstcs Svc | 13 - SB711 - SCI AC Patient Belongings Storage Room, Lgstcs Svc | 13 - SB711 - SCI AC Patient Belongings Storage Room, Lgstcs Svc
JSN | NAME | QTY | ACQ/INS | DESCRIPTION
A1030 | Locker, 2 Person, Over/Under | 8 | VV | Two person locker, double tier, 72Hx12Wx18D. This unit includes hooks for coats and hats. Door equipped with safety guard handles. Designed for storage of coats, hats, and other personal belongings. Other width and depths are available.
A5020 | Bench, Locker Room, Floor Mounted | 1 | CC | Locker room bench. Floor mounting -1-1/4" thick. Benches are sanded smooth with two coats of moisture-resistant sealer to ensure a protective, satin gloss surface, and mounted on strong steel pedestal anchored to the floor. Over all height of 18" includes pedestal. Size as required.
F2000 | Basket, Wastepaper, Fire Resistant | 1 | VV | Wastepaper basket, fire resistant, approximately 40 quart capacity. This unit is used to collect and temporarily store small quantities of paper refuse in patient rooms, administrative areas and nursing stations. Size and shape varies depending on the application and manufacturer selected.
14 - SB252 - SCI AC Wheelchair / Stretcher Alcove, Bldg Sprt | 14 - SB252 - SCI AC Wheelchair / Stretcher Alcove, Bldg Sprt | 14 - SB252 - SCI AC Wheelchair / Stretcher Alcove, Bldg Sprt | 14 - SB252 - SCI AC Wheelchair / Stretcher Alcove, Bldg Sprt | 14 - SB252 - SCI AC Wheelchair / Stretcher Alcove, Bldg Sprt
JSN | NAME | QTY | ACQ/INS | DESCRIPTION
M4655 | Stretcher, Mobile, CRS, 9 Position | 1 | VV | Mobile stretcher. All corrosion resistant stainless steel construction. It consists of a tubular frame with side rails, a 9-position hydraulic base with pneumatic fowler adjustment, and a 2" pad. Unit is mounted on 8" conductive casters. Designed for patient transport as well as for minor surgical procedures.
M4705 | Wheelchair, Patient Transport, Folding | 1 | VV | Folding patient transport wheelchair. Constructed of chrome plated steel with detachable armrest and footrests. Unit has heavy duty front casters with sealed radial high-precision ball bearing assembly. Unit is used for patient transport.
M4710 | Wheelchair, Patient, Bariatric, Transport, Folding | 1 | VV | Folding bariatric patient transport wheelchair with a capacity of at least 500 lbs. Constructed with a heavy duty steel frame and double cross brace, with detachable armrest and swing away footrests. Unit has heavy duty front casters and rear wheels with precision wheel bearings in front and rear assembly. Unit is used for patient movement.
15 - SB244 - SCI AC Housekeeping Aides Closet (HAC), Bldg Sprt | 15 - SB244 - SCI AC Housekeeping Aides Closet (HAC), Bldg Sprt | 15 - SB244 - SCI AC Housekeeping Aides Closet (HAC), Bldg Sprt | 15 - SB244 - SCI AC Housekeeping Aides Closet (HAC), Bldg Sprt | 15 - SB244 - SCI AC Housekeeping Aides Closet (HAC), Bldg Sprt
JSN | NAME | QTY | ACQ/INS | DESCRIPTION
A5075 | Dispenser, Soap, Disposable | 1 | VV | Disposable soap dispenser. One-handed dispensing operation. Designed to accommodate disposable soap cartridge and valve.
A5080 | Dispenser, Paper Towel, SS, Surface Mounted | 1 | CC | A surface mounted, satin finish stainless steel, single-fold, paper towel dispenser. Dispenser features: tumbler lock; front hinged at bottom; and refill indicator slot. Minimum capacity 400 single-fold paper towels. For general purpose use throughout the facility.
A5107 | Dispenser, Glove, Surgical/Examination, Wall Mntd | 1 | VV | Examination three (Small Medium, Large) glove dispenser box for wall mounting. Fabricated of either cold rolled steel with a white baked enamel finish, plastic or acrylic. Hardware not included, Option 3 powder coated steel.
A5135 | Shelf, Utility W/ Mop/Broom Holders, SS, Surf Mntd | 1 | CC | A surface mounted, satin finish stainless steel, utility shelf with a maximum of 6 mop/broom holders and 5 rag hooks. Utility shelf features: 8" deep shelf; mounting brackets welded to shelf; spring activated rubber cam holders; and drying rod. Unit is available in various widths 30" (minimum, 3 holders and 2 hooks) to 48" (maximum, 6 holders and 5 hooks). For use in janitor closets. Pricing based on a 36" width.
F0500 | Cart, Janitor's | 1 | VV | Janitors cart, 38" high X 66" wide X 20" deep with 25 gallon heavy duty collection bag. Accommodations for locking vault and janitorial support items (broom, dust pan, chemicals, mop and mop bucket; not included).
F0505 | Bucket, Mop, With Wringer, 26 Quart | 1 | VV | Mobile mop bucket / wringer combination, approximately 35" H x 17" W x 22" D with four 2" casters. Total capacity is 26 quarts. Unit used for general hard surface floor maintenance.
P2000 | Eyewash, Wall Mounted, Hands-Free | 1 | CC | Wall mounted emergency eye wash station. The flow of water from the unit is activated by hand. Upon initiation of water flow the unit will operate hands free to provide streams of water to clear foreign particles or dilute caustic liquids from the eyes in emergency situations. Used in laboratories and areas of the hospital where employees are subject to foreign bodies or liquid material to the eyes.
P2451 | Valve, Mixing, Thermostatic, Eyewash | 1 | CC | Emergency tempering valve thermostatically mixes hot and cold water to provide a safe fluid supply for a single emergency eye/face wash with a flow rate of 10 gpm (38.8L)
P4700 | Sink, Mop, Molded Stone | 1 | CC | Mop service sink approximately 10"H x 36"W x 24"D. Also called a mop service basin and a mop receptor. Unit is made of molded stone and is a one piece item. It shall include a service faucet hose, hose bracket and mop hanger. Used in utility rooms for cleaning mops and floor cleaning equipment.
5 - SCI/D CENTER ACUTE CARE PATIENT CARE UNIT (AC-PCU) COMMON AREA | 5 - SCI/D CENTER ACUTE CARE PATIENT CARE UNIT (AC-PCU) COMMON AREA | 5 - SCI/D CENTER ACUTE CARE PATIENT CARE UNIT (AC-PCU) COMMON AREA | 5 - SCI/D CENTER ACUTE CARE PATIENT CARE UNIT (AC-PCU) COMMON AREA | 5 - SCI/D CENTER ACUTE CARE PATIENT CARE UNIT (AC-PCU) COMMON AREA
1 - SC267 - SCI AC Consult Room, Clncl Sprt | 1 - SC267 - SCI AC Consult Room, Clncl Sprt | 1 - SC267 - SCI AC Consult Room, Clncl Sprt | 1 - SC267 - SCI AC Consult Room, Clncl Sprt | 1 - SC267 - SCI AC Consult Room, Clncl Sprt
JSN | NAME | QTY | ACQ/INS | DESCRIPTION
A1015 | Telephone, Desk, Multiple Line | 1 | VV | Telephone, desk, multiple line.
F0205 | Chair, Side With Arms | 1 | VV | Upholstered side chair, 32" high X 21" wide X 23" deep with arms, padded seats and padded backs. Seat height is a minimum of 17". Available with or without sled base.
F0376 | Sofa, Loveseat, Upholstered | 1 | VV | Loveseat with metal or solid wood frame. Arms, back and cushions are foam padded and upholstered in woven textile fabric. Typically used in residential living room or family room setting. Seats 2 comfortably.
F0740 | Table, Occasional, Lamp | 1 | VV | Occasional lamp table (end table) approximately 20" high X 27" wide X 27" deep with choice of finishes (wood, oak veneer, or high pressure laminate).
F0750 | Table, Office, (size as required) | 1 | VV | Office table, sized as required. May be used as either a four (4) to six (6) person conference table or as an extra work surface area.
F2000 | Basket, Wastepaper, Fire Resistant | 1 | VV | Wastepaper basket, fire resistant, approximately 40 quart capacity. This unit is used to collect and temporarily store small quantities of paper refuse in patient rooms, administrative areas and nursing stations. Size and shape varies depending on the application and manufacturer selected.
F3200 | Clock, Battery, 12" Diameter | 1 | VV | Clock, 12" diameter. Round surface, easy to read numbers with sweep second hand. Wall mounted unit for use when impractical to install a fully synchronized clock system. Battery operated, (batteries not included).
M1801 | Computer, Microprocessing, w/Flat Panel Monitor | 1 | VV | Desk top microprocessing computer. The unit shall consist of a central processing mini tower, flat panel monitor, keyboard, mouse and speakers. The system shall have the following minimum characteristics: a 2.8 GHz Pentium processor; 512 MB memory; 80GB hard drive; 32/48x CD-ROMDVD combo; 1.44MB network interface card; video 32 MB NVIDIA; a 18 inch flat panel monitor. The computer is used throughout the facility to input, manipulate and retrieve information.
2 - SC171 - SCI AC Patient Education Room, Clncl Sprt | 2 - SC171 - SCI AC Patient Education Room, Clncl Sprt | 2 - SC171 - SCI AC Patient Education Room, Clncl Sprt | 2 - SC171 - SCI AC Patient Education Room, Clncl Sprt | 2 - SC171 - SCI AC Patient Education Room, Clncl Sprt
JSN | NAME | QTY | ACQ/INS | DESCRIPTION
A1010 | Telecommunication Outlet | 2 | VV | Telecommunication outlet location.
A6046 | Artwork, Decorative, With Frame | 2 | VV | This JSN is to be used for determining and defining location of decorative artwork.
E0042 | Workcenter, Computer, Free Standing, 48" W | 2 | VV | THIS TYPICAL INCLUDES: 1 Tool Rail 2 Paper Tray 1 Diagonal Tray 1 Freestanding Work Surface 1 Mobile Pedestal, Box/File 1 Adjustable Keyboard Tray
F0280 | Chair, Swivel, Low Back | 4 | VV | Low back contemporary swivel chair, 37" high X 25" wide X 31" deep with a five (5) caster swivel base, arms and foam padded seat and back upholstered with either woven textile fabric or vinyl.
F2000 | Basket, Wastepaper, Fire Resistant | 2 | VV | Wastepaper basket, fire resistant, approximately 40 quart capacity. This unit is used to collect and temporarily store small quantities of paper refuse in patient rooms, administrative areas and nursing stations. Size and shape varies depending on the application and manufacturer selected.
F2300 | Rack, Magazine, Wall Mounted | 1 | VV | Wall mounted magazine rack with nine (9) magazine holding compartments.
F2310 | Rack, Pamphlet, Wall Mounted | 1 | VV | Wall mounted pamphlet rack up to 12 (twelve) pamphlet holding pockets. Unit is used to store and display educational pamphlets.
F3200 | Clock, Battery, 12" Diameter | 1 | VV | Clock, 12" diameter. Round surface, easy to read numbers with sweep second hand. Wall mounted unit for use when impractical to install a fully synchronized clock system. Battery operated, (batteries not included).
M1801 | Computer, Microprocessing, w/Flat Panel Monitor | 2 | VV | Desk top microprocessing computer. The unit shall consist of a central processing mini tower, flat panel monitor, keyboard, mouse and speakers. The system shall have the following minimum characteristics: a 2.8 GHz Pentium processor; 512 MB memory; 80GB hard drive; 32/48x CD-ROMDVD combo; 1.44MB network interface card; video 32 MB NVIDIA; a 18 inch flat panel monitor. The computer is used throughout the facility to input, manipulate and retrieve information.
M1825 | Printer, Computer | 2 | VV | High resolution computer printer with a variety of type styles and sheet/envelope feeder trays. Database information reflects network ready, medium duty office style laser printers. Other types of printers (bubble jet, dot matrix, line or plotter) as well as light or heavy use capabilities are available.
3 - ISC23 - AC Multipurpose Recreation Room, SCI | 3 - ISC23 - AC Multipurpose Recreation Room, SCI | 3 - ISC23 - AC Multipurpose Recreation Room, SCI | 3 - ISC23 - AC Multipurpose Recreation Room, SCI | 3 - ISC23 - AC Multipurpose Recreation Room, SCI
JSN | NAME | QTY | ACQ/INS | DESCRIPTION
A5181 | Screen, Privacy, Freestanding | 1 | VV | The privacy screen shall consist of three panels, approximately 20 x 69 inches each and be freestanding. The panels shall be flame retardant bacteriostatic vinyl.
C04E0 | Cabinet, U/C/B, 1 Shelf, 1 Drawer, 2 DO, 36x36x22 | 1 | CC | Standing height under counter base cabinet with an adjustable shelf and a full width drawer above solid hinged doors. Also referred to as a combination cabinet or a drawer and cupboard cabinet. For general purpose use throughout the facility.
CE090 | Cabinet, W/H, 2 SH, 2 GDO, Sloping Top, 41x36x16 | 1 | CC | Wall hung cabinet with two adjustable shelves, framed-glass hinged doors, and sloping top. Also referred to as a framed-glass hinged double door wall case. For general purpose use throughout the facility.
CT025 | Countertop, Solid Surface with Sink Combination | 1 | CC | A solid, nonporous countertop approximately 36"W x 22"D with a undercounter sink combination. The countertop is an acrylic-based solid surface product with a standard thickness of 1", and a 4" butt backsplash/curb. Surfaces will be easy to clean and maintain. Also referred to as a work surface or work top with sink. Available in a choice of colors, depths and sink shapes. Used for various applications in patient rooms, restrooms and throughout the facility. Usually a part of a casework interior design program. Unit does not include the drain and faucet.
E0948 | Cart, General Storage, Mobile, 42"H x 32"W x 22"D | 3 | VV | THIS TYPICAL INCLUDES: 1 Cart Body, Style-A Narrow, w/Raised Edge Top 2 Drawers, 3" H 4 Drawers, 6" H 1 Accessory Rail, Side Drawer Organizer Bins
F0115 | Bookcase, Open, 5 Shelf | 2 | VV | Freestanding open shelf bookcase, approximately 82" high X 37" wide X 18" deep with 5 (five) adjustable shelves. Unit can be separate or part of a system with available add-on shelving.
F0295 | Chair, Stacking | 8 | VV | Stacking chair, approximately 34" H X 21" W X 24" D. May be stacked up to 20 high depending upon the model selected. These chairs are intended primarily as overflow capacity for conference rooms.
F0306 | Sofa, Waiting, Bariatric | 2 | VV | A sofa with a weight capacity of 800 pounds for use for use in a waiting room, lobby or other patient area. Sofa will be upholstered in a durable fabric for long lasting wear.
F0810 | Table, Pool | 1 | VV | Pool table approximately 32" high X 100" wide X 56" deep with 3/4" full size slate bed.
F0815 | Table, Ping Pong, Folding | 1 | VV | Folding ping pong table, 30 high X 108" wide X 60" deep.
M0400 | Screen, Projection, 144x144, Remote Control | 1 | CC | Wall or ceiling mounted, roll-up type screen with remote control. Includes multiple controls to operate the screen from two or more locations, wireless remote control, adjustable preset limit switches, and black borders on all sides. Screen is housed in a solid wood or metal case with removable motor module. For a classroom, conference room, or large auditorium.
M0430 | Recorder/ Player, Digital, Video, DVD | 1 | VV | Professional medical grade DVD video recorder/player. Approximately 5" high X 10" wide X 14" deep. Meets NTSC and PAL standards and employs MPEG2 video compression. Capable of high speed picture search, direct recording into available disc space and recording and playback on various DVD formats. Audio uses Dolby digital format. Convenience outlet required at point of use.
M0440 | Projector, Video | 1 | VV | Video projector consisting of a signal source projector with built in stereo amplifier, speakers and output jack. Convenience outlet required at point of use.
M0495 | Entertainment System, Gaming | 1 | VV | An entertainment system consisting of a game console, built-in Wi-Fi, 250GB of hard drive storage, high definition blue-ray player and motion sensing controllers. Unit is used to play video games.
M0506 | Television, Flat Screen | 1 | VV | Flat screen television with approximately 32'" to 40' diagonal screen size. The TV will have built-in speakers, NTSC tuner, a 16:9 wide screen aspect ratio, a minimum of 1280 x 768 resolution and a remote control.
M0515 | Television, HD, 40" Class | 1 | VV | High definition (HDTV) multimedia flat panel LED 40" class display television. The TV will have a 16:9 wide screen aspect ratio, minimum of 1920 x 1080 display resolution, digital tuner, minimum refresh rate of 60Hz, minimum of two HDMI ports and 1 USB port ENERGY STAR certified.
P3100 | Lavatory, Vitreous China, Slab Type | 1 | CC | Wall mounted, slab type, vitreous china, lavatory (approximate bowl size 7"x15"x10") with: faucet holes on 4" centers; gooseneck spout; wrist blade handles; and grid strainer. It shall be suitable for use in clinics, offices, washrooms or patient care area.
R7050 | Refrigerator, 25 Cubic Feet | 1 | VV | General purpose refrigerator approximately 84x27x37. This unit is corrosion resistant stainless steel. It has a single self closing door with safety stops. This refrigerator is generally used in commercial kitchens, hospitals and schools.
4 - ISC26 - AC Recreation Therapist Treatment Station, SCI | 4 - ISC26 - AC Recreation Therapist Treatment Station, SCI | 4 - ISC26 - AC Recreation Therapist Treatment Station, SCI | 4 - ISC26 - AC Recreation Therapist Treatment Station, SCI | 4 - ISC26 - AC Recreation Therapist Treatment Station, SCI
JSN | NAME | QTY | ACQ/INS | DESCRIPTION
A1010 | Telecommunication Outlet | 1 | VV | Telecommunication outlet location.
A1015 | Telephone, Desk, Multiple Line | 1 | VV | Telephone, desk, multiple line.
E0123 | Workstation, Straight, Free Standing, 72" W | 1 | VV | This JSN will provide a whole work station typical to quickly plan work in areas in clinical or administrative spaces. There will be a price decrease if typical work stations are used with vertical hanging strips instead of panels. THIS TYPICAL INCLUDES: 4 Standard Solid Panels 2 Panel Connectors, 2-Way Corner 1 Panel-to-Panel Connector 2 Finished End Hardware 1 Cantilevered, Work Surface 2 Lockable Flipper Units 2 Shelf, Storage/Displays 2 Lights 1 Tack board 1 Tool Rail 1 Paper Tray 1 Diagonal Tray 1 Adjustable Keyboard Tray 1 Mobile Pedestal, Box/File
F0275 | Chair, Swivel, High Back | 1 | VV | Highback contemporary swivel chair, 41" high X 23" wide X 23" deep with five (5) caster swivel base and arms. Chair may be used at desks or in conference rooms. Back and seat are foam padded and upholstered with either woven textile fabric or vinyl.
F0420 | Cabinet, Filing, Lateral, Half Height | 1 | VV | Half height two (2) or three (3) drawer lateral filing cabinet, 28" high X 42" wide X 18" deep with recessed handles, locking device and drawer label holders. Drawers are adaptable to either letter or legal size materials.
F2000 | Basket, Wastepaper, Fire Resistant | 1 | VV | Wastepaper basket, fire resistant, approximately 40 quart capacity. This unit is used to collect and temporarily store small quantities of paper refuse in patient rooms, administrative areas and nursing stations. Size and shape varies depending on the application and manufacturer selected.
M1801 | Computer, Microprocessing, w/Flat Panel Monitor | 1 | VV | Desk top microprocessing computer. The unit shall consist of a central processing mini tower, flat panel monitor, keyboard, mouse and speakers. The system shall have the following minimum characteristics: a 2.8 GHz Pentium processor; 512 MB memory; 80GB hard drive; 32/48x CD-ROMDVD combo; 1.44MB network interface card; video 32 MB NVIDIA; a 18 inch flat panel monitor. The computer is used throughout the facility to input, manipulate and retrieve information.
5 - ISC27 - AC Dining Room, SCI | 5 - ISC27 - AC Dining Room, SCI | 5 - ISC27 - AC Dining Room, SCI | 5 - ISC27 - AC Dining Room, SCI | 5 - ISC27 - AC Dining Room, SCI
JSN | NAME | QTY | ACQ/INS | DESCRIPTION
A5220 | Bracket, Television, Wall Backing | 1 | CC | Wall mounted television bracket backing which provides additional support and strength for the installation of the television bracket. Option available for interior or exterior plate and sized for 12” 16” or 24” stud spacing.
A6046 | Artwork, Decorative, With Frame | 1 | VV | This JSN is to be used for determining and defining location of decorative artwork.
CT020 | Countertop, Solid Surface | 2 | CC | A solid, nonporous countertop with a smooth seamless appearance. Easy to clean and maintain and with proper cleaning does not support the growth of mold. An acrylic-based solid surface product. Standard thickness of 1", and a 4" butt backsplash/curb. Also referred to as a work surface or work top. Available in a choice of colors and depths. Used in lab and other hospital areas requiring optimum physical and chemical resisting properties.
F0225 | Chair, Dining Room | 48 | VV | Dining room chair with glides. Chair has straight legs with cushioned cloth or vinyl seat.
F0796 | Table, Dining, Residential | 6 | VV | Dining table for use in a residential setting. Tabletop could be of solid wood or wood veneers. Legs may be wood or metal with glides. Table allows 6-8 people to sit comfortably. Center leaf is optional.
F2015 | Basket, Wastepaper, Metal/Plastic,2 Swinging Doors | 2 | VV | Metal receptacle for soiled / used towels or waste. Equipped with a removable tapered top with two independently operating self-closing, spring hinged doors. Used in public facilities for the collection and temporary storage of refuse.
F3200 | Clock, Battery, 12" Diameter | 1 | VV | Clock, 12" diameter. Round surface, easy to read numbers with sweep second hand. Wall mounted unit for use when impractical to install a fully synchronized clock system. Battery operated, (batteries not included).
M0515 | Television, HD, 40" Class | 1 | VV | High definition (HDTV) multimedia flat panel LED 40" class display television. The TV will have a 16:9 wide screen aspect ratio, minimum of 1920 x 1080 display resolution, digital tuner, minimum refresh rate of 60Hz, minimum of two HDMI ports and 1 USB port ENERGY STAR certified.
6 - ISC28 - AC Meditation Room, SCI | 6 - ISC28 - AC Meditation Room, SCI | 6 - ISC28 - AC Meditation Room, SCI | 6 - ISC28 - AC Meditation Room, SCI | 6 - ISC28 - AC Meditation Room, SCI
JSN | NAME | QTY | ACQ/INS | DESCRIPTION
A1010 | Telecommunication Outlet | 1 | VV | Telecommunication outlet location.
A6046 | Artwork, Decorative, With Frame | 2 | VV | This JSN is to be used for determining and defining location of decorative artwork.
F0115 | Bookcase, Open, 5 Shelf | 1 | VV | Freestanding open shelf bookcase, approximately 82" high X 37" wide X 18" deep with 5 (five) adjustable shelves. Unit can be separate or part of a system with available add-on shelving.
F0205 | Chair, Side With Arms | 1 | VV | Upholstered side chair, 32" high X 21" wide X 23" deep with arms, padded seats and padded backs. Seat height is a minimum of 17". Available with or without sled base.
F0210 | Chair, Side, Without Arms | 1 | VV | Upholstered side chair approximately 32" high X 19" wide X 23" deep with floor glides. Seat is non-tilting and without arms.
F0255 | Chair, Easy | 1 | VV | Easy chair approximately 35" high X 28" wide X 32" deep with arms and floor glides. Arms, back and seat are foam padded and upholstered in woven textile fabric or vinyl.
F0375 | Sofa, Upholstered | 1 | VV | Executive sofa with woven fabric textile or vinyl upholstery, foam padded arms, steel spring and foam rubber backs and seats, and floor glides.
F0725 | Table, Occasional, Executive, Wood | 2 | VV | Executive chairside table, approximately 21" high X 26" wide X 20" deep. Used as an occasional table in an executive suite.
F0735 | Table, Coffee | 1 | VV | Coffee table, approximately 18" high X 52" wide X 24" deep.
F0740 | Table, Occasional, Lamp | 1 | VV | Occasional lamp table (end table) approximately 20" high X 27" wide X 27" deep with choice of finishes (wood, oak veneer, or high pressure laminate).
F0820 | Table, Office, Round | 1 | VV | Round office table, approximately 29" high X 42" diameter.
F2000 | Basket, Wastepaper, Fire Resistant | 1 | VV | Wastepaper basket, fire resistant, approximately 40 quart capacity. This unit is used to collect and temporarily store small quantities of paper refuse in patient rooms, administrative areas and nursing stations. Size and shape varies depending on the application and manufacturer selected.
F2305 | Rack, Magazine, F/S | 1 | VV | Free standing magazine rack. Used to display publications in offices, lobbies, and waiting areas.
F2420 | Lamp, Table, With Shade | 1 | VV | Table lamp, 27-34" high X 6" wide X 6" deep with linen shade. Convenience outlet required at point of use.
F3010 | Board, Bulletin, 48 x 48 | 1 | VV | Open face bulletin board. Cork posting panel with moisture proof backing. Variety of frames to choose from. Used for posting notes and messages.
F3200 | Clock, Battery, 12" Diameter | 1 | VV | Clock, 12" diameter. Round surface, easy to read numbers with sweep second hand. Wall mounted unit for use when impractical to install a fully synchronized clock system. Battery operated, (batteries not included).
7 - ISC29 - AC Dayroom, SCI | 7 - ISC29 - AC Dayroom, SCI | 7 - ISC29 - AC Dayroom, SCI | 7 - ISC29 - AC Dayroom, SCI | 7 - ISC29 - AC Dayroom, SCI
JSN | NAME | QTY | ACQ/INS | DESCRIPTION
A1010 | Telecommunication Outlet | 2 | VV | Telecommunication outlet location.
A1012 | Telephone, Wall Mounted, 1 Line | 1 | VV | Telephone, wall mounted, 1 line.
A5185 | Track, Drapery, Ceil/Wall Mntd, Sngl Channel Cord | 1 | VV | Ceiling or wall mounted single channel cord drapery track. Adjustable with mounted brackets and slides. Dimensions and shape as required. Unit consists of a thick extruded aluminum track. Equipped with self-lubricating carriers, beaded drop chain, hooks, removable end caps, and curtain. Designed to be suspended around patient areas where privacy is needed. Price listed is per foot of the track, curtains to be priced per quote.
A5210 | Bracket, Television, Wall Mounted, w/Adjust Arm | 1 | VV | Wall mounted television bracket with adjustable arm. Consists of movable arm with minimum 120 degree swivel. Designed for holding wall mounted, flat panel television units in patient rooms.
A5220 | Bracket, Television, Wall Backing | 1 | CC | Wall mounted television bracket backing which provides additional support and strength for the installation of the television bracket. Option available for interior or exterior plate and sized for 12” 16” or 24” stud spacing.
A6046 | Artwork, Decorative, With Frame | 2 | VV | This JSN is to be used for determining and defining location of decorative artwork.
A6305 | Drapes, Pair | 1 | VV | This JSN is to be used for determining and defining the location of drapes. Fabric to be flame retardant, variable colors and patterns with backing. Price based on a pair of drapes for a window approximately 36" W X 60" H.
F0115 | Bookcase, Open, 5 Shelf | 1 | VV | Freestanding open shelf bookcase, approximately 82" high X 37" wide X 18" deep with 5 (five) adjustable shelves. Unit can be separate or part of a system with available add-on shelving.
F0205 | Chair, Side With Arms | 1 | VV | Upholstered side chair, 32" high X 21" wide X 23" deep with arms, padded seats and padded backs. Seat height is a minimum of 17". Available with or without sled base.
F0210 | Chair, Side, Without Arms | 1 | VV | Upholstered side chair approximately 32" high X 19" wide X 23" deep with floor glides. Seat is non-tilting and without arms.
F0225 | Chair, Dining Room | 4 | VV | Dining room chair with glides. Chair has straight legs with cushioned cloth or vinyl seat.
F0255 | Chair, Easy | 4 | VV | Easy chair approximately 35" high X 28" wide X 32" deep with arms and floor glides. Arms, back and seat are foam padded and upholstered in woven textile fabric or vinyl.
F0280 | Chair, Swivel, Low Back | 1 | VV | Low back contemporary swivel chair, 37" high X 25" wide X 31" deep with a five (5) caster swivel base, arms and foam padded seat and back upholstered with either woven textile fabric or vinyl.
F0375 | Sofa, Upholstered | 1 | VV | Executive sofa with woven fabric textile or vinyl upholstery, foam padded arms, steel spring and foam rubber backs and seats, and floor glides.
F0735 | Table, Coffee | 1 | VV | Coffee table, approximately 18" high X 52" wide X 24" deep.
F0740 | Table, Occasional, Lamp | 2 | VV | Occasional lamp table (end table) approximately 20" high X 27" wide X 27" deep with choice of finishes (wood, oak veneer, or high pressure laminate).
F0795 | Table, Dining | 1 | VV | Dining table. Round 42" diameter or square 42" X 42". Used in dining facilities and can comfortably seat up to four (4) persons.
F0820 | Table, Office, Round | 1 | VV | Round office table, approximately 29" high X 42" diameter.
F2000 | Basket, Wastepaper, Fire Resistant | 1 | VV | Wastepaper basket, fire resistant, approximately 40 quart capacity. This unit is used to collect and temporarily store small quantities of paper refuse in patient rooms, administrative areas and nursing stations. Size and shape varies depending on the application and manufacturer selected.
F2305 | Rack, Magazine, F/S | 1 | VV | Free standing magazine rack. Used to display publications in offices, lobbies, and waiting areas.
F2420 | Lamp, Table, With Shade | 2 | VV | Table lamp, 27-34" high X 6" wide X 6" deep with linen shade. Convenience outlet required at point of use.
F3010 | Board, Bulletin, 48 x 48 | 1 | VV | Open face bulletin board. Cork posting panel with moisture proof backing. Variety of frames to choose from. Used for posting notes and messages.
F3200 | Clock, Battery, 12" Diameter | 1 | VV | Clock, 12" diameter. Round surface, easy to read numbers with sweep second hand. Wall mounted unit for use when impractical to install a fully synchronized clock system. Battery operated, (batteries not included).
M0510 | TV/DVD Combination | 1 | VV | TV/DVD Combination with Remote Control, The unit shall have the following minimum features: Front end audio/video/earphone inputs jacks, on screen menu display, HDTV and digital tuning capability, and video tracking adjustment capability.
M0515 | Television, HD, 40" Class | 1 | VV | High definition (HDTV) multimedia flat panel LED 40" class display television. The TV will have a 16:9 wide screen aspect ratio, minimum of 1920 x 1080 display resolution, digital tuner, minimum refresh rate of 60Hz, minimum of two HDMI ports and 1 USB port ENERGY STAR certified.
8 - SV697 - SCI AC Internet Cafe, VC Svc | 8 - SV697 - SCI AC Internet Cafe, VC Svc | 8 - SV697 - SCI AC Internet Cafe, VC Svc | 8 - SV697 - SCI AC Internet Cafe, VC Svc | 8 - SV697 - SCI AC Internet Cafe, VC Svc
JSN | NAME | QTY | ACQ/INS | DESCRIPTION
A5210 | Bracket, Television, Wall Mounted, w/Adjust Arm | 1 | VV | Wall mounted television bracket with adjustable arm. Consists of movable arm with minimum 120 degree swivel. Designed for holding wall mounted, flat panel television units in patient rooms.
A5220 | Bracket, Television, Wall Backing | 1 | CC | Wall mounted television bracket backing which provides additional support and strength for the installation of the television bracket. Option available for interior or exterior plate and sized for 12” 16” or 24” stud spacing.
A6046 | Artwork, Decorative, With Frame | 1 | VV | This JSN is to be used for determining and defining location of decorative artwork.
CT020 | Countertop, Solid Surface | 2 | CC | A solid, nonporous countertop with a smooth seamless appearance. Easy to clean and maintain and with proper cleaning does not support the growth of mold. An acrylic-based solid surface product. Standard thickness of 1", and a 4" butt backsplash/curb. Also referred to as a work surface or work top. Available in a choice of colors and depths. Used in lab and other hospital areas requiring optimum physical and chemical resisting properties.
F0295 | Chair, Stacking | 2 | VV | Stacking chair, approximately 34" H X 21" W X 24" D. May be stacked up to 20 high depending upon the model selected. These chairs are intended primarily as overflow capacity for conference rooms.
F0713 | Table, Adjustable Height 48W x 24D | 5 | VV | 48W x 24 D adjustable height electric pedestal table with C-foot configuration and integral wire management trough or tray. Height range varies by manufacturer, and model, approximately 22 to 48 inches. Steel tube construction with powder coat finish, and 1 inch thick top with high pressure laminate or wood veneer surface.System includes integral electrical components (including control box, cable trough, power cord for table; U.L. listed pop-up power strip with minimum of two simplex receptacles, data and/or USB ports as needed per facility preference).
F2000 | Basket, Wastepaper, Fire Resistant | 2 | VV | Wastepaper basket, fire resistant, approximately 40 quart capacity. This unit is used to collect and temporarily store small quantities of paper refuse in patient rooms, administrative areas and nursing stations. Size and shape varies depending on the application and manufacturer selected.
M0515 | Television, HD, 40" Class | 1 | VV | High definition (HDTV) multimedia flat panel LED 40" class display television. The TV will have a 16:9 wide screen aspect ratio, minimum of 1920 x 1080 display resolution, digital tuner, minimum refresh rate of 60Hz, minimum of two HDMI ports and 1 USB port ENERGY STAR certified.
M1801 | Computer, Microprocessing, w/Flat Panel Monitor | 4 | VV | Desk top microprocessing computer. The unit shall consist of a central processing mini tower, flat panel monitor, keyboard, mouse and speakers. The system shall have the following minimum characteristics: a 2.8 GHz Pentium processor; 512 MB memory; 80GB hard drive; 32/48x CD-ROMDVD combo; 1.44MB network interface card; video 32 MB NVIDIA; a 18 inch flat panel monitor. The computer is used throughout the facility to input, manipulate and retrieve information.
M1840 | Printer/Copier/Fax Combination | 1 | VV | Multifunctional printer, fax, scanner and copier (PFC) all-in-one machine.
9 - SB201 - SCI AC Patient Toilet, Bldg Sprt | 9 - SB201 - SCI AC Patient Toilet, Bldg Sprt | 9 - SB201 - SCI AC Patient Toilet, Bldg Sprt | 9 - SB201 - SCI AC Patient Toilet, Bldg Sprt | 9 - SB201 - SCI AC Patient Toilet, Bldg Sprt
JSN | NAME | QTY | ACQ/INS | DESCRIPTION
A1067 | Mirror, Float Glass, ADA Accessible | 1 | CC | A high quality 1/4" polished float glass mirror with a stainless steel frame. Frame holds mirror in a tilted position for accessibility and compliance with ADA requirements. Mirror has a galvanized steel back secured to frame with concealed screws with integral horizontal hanging brackets. Mirror shall be approximately 18" wide and 36" high. Other sizes are available.
A5075 | Dispenser, Soap, Disposable | 1 | VV | Disposable soap dispenser. One-handed dispensing operation. Designed to accommodate disposable soap cartridge and valve.
A5082 | Dispenser, Paper Towel, Sensor, Hands Free | 1 | CC | A surface mounted, sensor activated, automatic, roll paper towel dispenser. The unit dispenses a paper towel automatically only when hands are place in position below the dispenser for maximum sanitation and hygiene. May include adjustable settings for sheet length, time delay, and sensor range. Unit is battery operated or with optional AC power adapter.
A5090 | Disposal, Sanitary Napkin, SS, Surface Mounted | 1 | CC | A surface mounted, satin finish stainless steel, sanitary napkin disposal. Disposal features a flip-up cover, secured to the container by a heavy duty stainless steel piano-hinge. Disposal may be secured to wall or toilet partition. For general purpose use in female toilet stalls or rooms and uni-sex toilet rooms.
A5109 | Grab Bar, 1-1/4" Dia., SS, 2 Wall, W/C Accessible | 1 | CC | A 1-1/4" diameter, satin finish stainless steel, peened gripping surface, 2 wall toilet stall/ room, grab bar with concealed mounting flanges. Snap over flanges are provided to conceal mounting screws. A selection of mounting kits and concealed anchor devices are available from the manufacturers for different types of installations. Grab bar shall comply with barrier-free accessibility guidelines for structural strength. For typical water closet applications in toilet stalls and rooms where ADA (American's With Disabilities Act) requirements must be met.
A5145 | Hook, Garment, Double, SS, Surface Mounted | 1 | CC | A surface mounted, satin finish stainless steel, double garment hook. Equipped with a concealed mounting bracket that is secured to a concealed wall plate. For general purpose use throughout the facility to hang various items of apparel.
A5200 | Dispenser, Toilet Tissue, SS, 2-Roll, Surface Mntd | 1 | CC | A concealed surface mounted, double roll, satin finish stainless steel, toilet tissue dispenser. Unit accommodates two standard-core toilet tissue rolls through 5" in diameter. Spindles are chrome plated plastic with a heavy-duty internal spring and turn freely for non-controlled delivery. For general purpose use in restrooms.
F2010 | Basket, Wastepaper, Step-On | 1 | VV | "Step-on" wastepaper basket with inner liner and foot petal activated flip top.
P3000 | Lavatory, Vitreous China, Straight Back | 1 | CC | Wall mounted, vitreous china lavatory (approximate bowl size 7"x15"x10") with: straight-front apron, straight or contoured back; faucet holes on 4" centers; gooseneck spout; wrist blade handles; and grid strainer. It shall be suitable for use in clinics, offices, washrooms or patient care areas.
P9050 | Toilet, Wall Hung, Siphon Jet | 1 | CC | Siphon jet water closet/ toilet. This unit is wall hung with an elongated bowl, top spud flushometer, seat with open front and check hinge, and carrier. Used in restrooms throughout the health care facility.
10 - SV388 - SCI AC Food Service Retherm Room, F&N Svc | 10 - SV388 - SCI AC Food Service Retherm Room, F&N Svc | 10 - SV388 - SCI AC Food Service Retherm Room, F&N Svc | 10 - SV388 - SCI AC Food Service Retherm Room, F&N Svc | 10 - SV388 - SCI AC Food Service Retherm Room, F&N Svc
JSN | NAME | QTY | ACQ/INS | DESCRIPTION
K1020 | Cabinet, Heated, Food, Mobile, Large | 1 | VV | Insulated food warming cabinet. The cabinet is made of aluminum or stainless steel and is mounted on four heavy duty casters. The interior of the cabinet has slide ledges on both sides spaced at 1-1/2 inch intervals. The unit holds thirty or more 18 inch by 26 inch full size pans or trays. Double door and non-insulated cabinets are available, the second door reduces the tray capacity by one. The cabinet can be equipped with push handles and bumpers (which will change the exterior dimensions). The cabinet is used in commercial and hospital kitchens for food storage prior to serving.
11 - SV387 - SCI AC Food Cart (Hot / Cold Holding Room), F&N Svc | 11 - SV387 - SCI AC Food Cart (Hot / Cold Holding Room), F&N Svc | 11 - SV387 - SCI AC Food Cart (Hot / Cold Holding Room), F&N Svc | 11 - SV387 - SCI AC Food Cart (Hot / Cold Holding Room), F&N Svc | 11 - SV387 - SCI AC Food Cart (Hot / Cold Holding Room), F&N Svc
JSN | NAME | QTY | ACQ/INS | DESCRIPTION
F0535 | Cart, Utility | 1 | VV | Utility cart, 32-39" high X 36" wide X 24" deep, with 4 (four) heavy duty caster wheels.
K8500 | Rack, Tray/Pan, Mobile, CRS, Light/Medium Duty | 1 | VV | Mobile tray and pan rack. The rack is made of stainless steel or aluminum and has matched ledges for holding trays and pans. The rack is mounted on medium duty casters. Racks are available in various heights, with channel or angled ledges and in several ledge spacing intervals. The size of the facility's pans and trays will determine the exact model procured. The rack is used to bus dirty trays from the serving line for cleaning and washing.
12 - SC180 - SCI AC Portable Imaging Equipment Alcove, Clncl Sprt | 12 - SC180 - SCI AC Portable Imaging Equipment Alcove, Clncl Sprt | 12 - SC180 - SCI AC Portable Imaging Equipment Alcove, Clncl Sprt | 12 - SC180 - SCI AC Portable Imaging Equipment Alcove, Clncl Sprt | 12 - SC180 - SCI AC Portable Imaging Equipment Alcove, Clncl Sprt
JSN | NAME | QTY | ACQ/INS | DESCRIPTION
X4780 | Radiographic Unit, Mobile, Battery, 100 mA, 100kVp | 1 | VV | Mobile radiographic, rechargeable battery powered x-ray unit. The unit is 100 mA, 110 kVp. For use in surgery or patient treatment areas.
13 - SC052 - SCI AC Crash Cart Alcove, Clncl Sprt | 13 - SC052 - SCI AC Crash Cart Alcove, Clncl Sprt | 13 - SC052 - SCI AC Crash Cart Alcove, Clncl Sprt | 13 - SC052 - SCI AC Crash Cart Alcove, Clncl Sprt | 13 - SC052 - SCI AC Crash Cart Alcove, Clncl Sprt
JSN | NAME | QTY | ACQ/INS | DESCRIPTION
E0954 | Cart, Emergency, Mobile, 66"H x 32"W x 22"D | 1 | VV | THIS TYPICAL INCLUDES: 1 Cart body, style-A narrow, w/raised edge top 1 Accessory rail, side 1 Accessory rail, back 1 Defibrillator tray 1 IV pole 1 Breakaway bar 1 Flip-up shelf 1 Wastebasket 1 Oxygen tank holder 1 Electrical box-4 outlet 1 Cord wrap 4 Drawer, 3"H 3 Drawer, 6"H Drawer organizer bins.
M1100 | Resuscitator, Bag-Mask, Hand Operated | 1 | VV | Hand operated bag-mask resuscitator. Consists of face mask, non-rebreathing valve, compression bag and tidal bag. Used for resuscitation in life saving situations.
M7660 | Defibrillator/Monitor/Recorder, Portable | 1 | VV | Portable defibrillator-monitor-recorder. Integral unit system operable from self-contained rechargeable batteries. ECG may be viewed through paddles or patient cable. Options include external pacing and 12-Lead.
M8769 | Aspirator, Resuscitation, Portable w/ Battery | 1 | VV | High-vacuum and high-flow AC/DC powered suction unit for use on emergency resuscitation carts and for general suction use. Light weight, compact design, fully enclosed water resistant unit with an average run time of 60 minutes. Includes variable suction range up to 580 mmHg and 1200 CC collection canister.
14 - SC072 - SCI AC Isolation Cart / Wound Treatment Cart Alcove, Clncl Sprt | 14 - SC072 - SCI AC Isolation Cart / Wound Treatment Cart Alcove, Clncl Sprt | 14 - SC072 - SCI AC Isolation Cart / Wound Treatment Cart Alcove, Clncl Sprt | 14 - SC072 - SCI AC Isolation Cart / Wound Treatment Cart Alcove, Clncl Sprt | 14 - SC072 - SCI AC Isolation Cart / Wound Treatment Cart Alcove, Clncl Sprt
JSN | NAME | QTY | ACQ/INS | DESCRIPTION
E0948 | Cart, General Storage, Mobile, 42"H x 32"W x 22"D | 1 | VV | THIS TYPICAL INCLUDES: 1 Cart Body, Style-A Narrow, w/Raised Edge Top 2 Drawers, 3" H 4 Drawers, 6" H 1 Accessory Rail, Side Drawer Organizer Bins
M4300 | Wound Therapy System, Negative Pressure | 1 | VV | A negative pressure wound therapy system allowing for continuous or intermittent negative pressure from 40-120mmHg. Designed for patients benefitting from a suction device (negative pressure wound therapy) to promote wound healing by removal of fluids. The device includes a single-use bacterial overflow guard and removable canister. Device includes a rechargeable battery.
15 - ISC37 - AC Multipurpose Recreation Storage Room, SCI | 15 - ISC37 - AC Multipurpose Recreation Storage Room, SCI | 15 - ISC37 - AC Multipurpose Recreation Storage Room, SCI | 15 - ISC37 - AC Multipurpose Recreation Storage Room, SCI | 15 - ISC37 - AC Multipurpose Recreation Storage Room, SCI
JSN | NAME | QTY | ACQ/INS | DESCRIPTION
M2055 | Shelving, Storage, Wire, CRS, w/Adjustable Shelves | 4 | VV | Stationary, wire, shelving unit. Unit has fully adjustable shelves constructed of stainless steel. For use in general purpose storage areas. Shelving is provided in various sizes and configurations. Price provided is for a unit approximately 74"H x 18"D x 48"W with four shelves.
16 - ISC41 - AC Dining Storage Room, SCI | 16 - ISC41 - AC Dining Storage Room, SCI | 16 - ISC41 - AC Dining Storage Room, SCI | 16 - ISC41 - AC Dining Storage Room, SCI | 16 - ISC41 - AC Dining Storage Room, SCI
JSN | NAME | QTY | ACQ/INS | DESCRIPTION
M2055 | Shelving, Storage, Wire, CRS, w/Adjustable Shelves | 3 | VV | Stationary, wire, shelving unit. Unit has fully adjustable shelves constructed of stainless steel. For use in general purpose storage areas. Shelving is provided in various sizes and configurations. Price provided is for a unit approximately 74"H x 18"D x 48"W with four shelves.
6 - SCI/D CENTER ACUTE CARE (AC) STAFF AND ADMINISTRATIVE AREA | 6 - SCI/D CENTER ACUTE CARE (AC) STAFF AND ADMINISTRATIVE AREA | 6 - SCI/D CENTER ACUTE CARE (AC) STAFF AND ADMINISTRATIVE AREA | 6 - SCI/D CENTER ACUTE CARE (AC) STAFF AND ADMINISTRATIVE AREA | 6 - SCI/D CENTER ACUTE CARE (AC) STAFF AND ADMINISTRATIVE AREA
1 - SS218 - SCI AC Wellness Coordinator Workstation, Stff Sprt | 1 - SS218 - SCI AC Wellness Coordinator Workstation, Stff Sprt | 1 - SS218 - SCI AC Wellness Coordinator Workstation, Stff Sprt | 1 - SS218 - SCI AC Wellness Coordinator Workstation, Stff Sprt | 1 - SS218 - SCI AC Wellness Coordinator Workstation, Stff Sprt
JSN | NAME | QTY | ACQ/INS | DESCRIPTION
A1010 | Telecommunication Outlet | 2 | VV | Telecommunication outlet location.
A1015 | Telephone, Desk, Multiple Line | 1 | VV | Telephone, desk, multiple line.
E0123 | Workstation, Straight, Free Standing, 72" W | 1 | VV | This JSN will provide a whole work station typical to quickly plan work in areas in clinical or administrative spaces. There will be a price decrease if typical work stations are used with vertical hanging strips instead of panels. THIS TYPICAL INCLUDES: 4 Standard Solid Panels 2 Panel Connectors, 2-Way Corner 1 Panel-to-Panel Connector 2 Finished End Hardware 1 Cantilevered, Work Surface 2 Lockable Flipper Units 2 Shelf, Storage/Displays 2 Lights 1 Tack board 1 Tool Rail 1 Paper Tray 1 Diagonal Tray 1 Adjustable Keyboard Tray 1 Mobile Pedestal, Box/File
F0275 | Chair, Swivel, High Back | 1 | VV | Highback contemporary swivel chair, 41" high X 23" wide X 23" deep with five (5) caster swivel base and arms. Chair may be used at desks or in conference rooms. Back and seat are foam padded and upholstered with either woven textile fabric or vinyl.
F0420 | Cabinet, Filing, Lateral, Half Height | 1 | VV | Half height two (2) or three (3) drawer lateral filing cabinet, 28" high X 42" wide X 18" deep with recessed handles, locking device and drawer label holders. Drawers are adaptable to either letter or legal size materials.
F2000 | Basket, Wastepaper, Fire Resistant | 1 | VV | Wastepaper basket, fire resistant, approximately 40 quart capacity. This unit is used to collect and temporarily store small quantities of paper refuse in patient rooms, administrative areas and nursing stations. Size and shape varies depending on the application and manufacturer selected.
M1801 | Computer, Microprocessing, w/Flat Panel Monitor | 1 | VV | Desk top microprocessing computer. The unit shall consist of a central processing mini tower, flat panel monitor, keyboard, mouse and speakers. The system shall have the following minimum characteristics: a 2.8 GHz Pentium processor; 512 MB memory; 80GB hard drive; 32/48x CD-ROMDVD combo; 1.44MB network interface card; video 32 MB NVIDIA; a 18 inch flat panel monitor. The computer is used throughout the facility to input, manipulate and retrieve information.
2 - SS218 - SCI AC Provider Workstation, Stff Sprt | 2 - SS218 - SCI AC Provider Workstation, Stff Sprt | 2 - SS218 - SCI AC Provider Workstation, Stff Sprt | 2 - SS218 - SCI AC Provider Workstation, Stff Sprt | 2 - SS218 - SCI AC Provider Workstation, Stff Sprt
JSN | NAME | QTY | ACQ/INS | DESCRIPTION
A1010 | Telecommunication Outlet | 2 | VV | Telecommunication outlet location.
A1015 | Telephone, Desk, Multiple Line | 1 | VV | Telephone, desk, multiple line.
E0123 | Workstation, Straight, Free Standing, 72" W | 1 | VV | This JSN will provide a whole work station typical to quickly plan work in areas in clinical or administrative spaces. There will be a price decrease if typical work stations are used with vertical hanging strips instead of panels. THIS TYPICAL INCLUDES: 4 Standard Solid Panels 2 Panel Connectors, 2-Way Corner 1 Panel-to-Panel Connector 2 Finished End Hardware 1 Cantilevered, Work Surface 2 Lockable Flipper Units 2 Shelf, Storage/Displays 2 Lights 1 Tack board 1 Tool Rail 1 Paper Tray 1 Diagonal Tray 1 Adjustable Keyboard Tray 1 Mobile Pedestal, Box/File
F0275 | Chair, Swivel, High Back | 1 | VV | Highback contemporary swivel chair, 41" high X 23" wide X 23" deep with five (5) caster swivel base and arms. Chair may be used at desks or in conference rooms. Back and seat are foam padded and upholstered with either woven textile fabric or vinyl.
F0420 | Cabinet, Filing, Lateral, Half Height | 1 | VV | Half height two (2) or three (3) drawer lateral filing cabinet, 28" high X 42" wide X 18" deep with recessed handles, locking device and drawer label holders. Drawers are adaptable to either letter or legal size materials.
F2000 | Basket, Wastepaper, Fire Resistant | 1 | VV | Wastepaper basket, fire resistant, approximately 40 quart capacity. This unit is used to collect and temporarily store small quantities of paper refuse in patient rooms, administrative areas and nursing stations. Size and shape varies depending on the application and manufacturer selected.
M1801 | Computer, Microprocessing, w/Flat Panel Monitor | 1 | VV | Desk top microprocessing computer. The unit shall consist of a central processing mini tower, flat panel monitor, keyboard, mouse and speakers. The system shall have the following minimum characteristics: a 2.8 GHz Pentium processor; 512 MB memory; 80GB hard drive; 32/48x CD-ROMDVD combo; 1.44MB network interface card; video 32 MB NVIDIA; a 18 inch flat panel monitor. The computer is used throughout the facility to input, manipulate and retrieve information.
3 - SS203 - SCI AC Psychologist Office, Stff Sprt | 3 - SS203 - SCI AC Psychologist Office, Stff Sprt | 3 - SS203 - SCI AC Psychologist Office, Stff Sprt | 3 - SS203 - SCI AC Psychologist Office, Stff Sprt | 3 - SS203 - SCI AC Psychologist Office, Stff Sprt
JSN | NAME | QTY | ACQ/INS | DESCRIPTION
A1010 | Telecommunication Outlet | 2 | VV | Telecommunication outlet location.
A1015 | Telephone, Desk, Multiple Line | 1 | VV | Telephone, desk, multiple line.
A5145 | Hook, Garment, Double, SS, Surface Mounted | 2 | CC | A surface mounted, satin finish stainless steel, double garment hook. Equipped with a concealed mounting bracket that is secured to a concealed wall plate. For general purpose use throughout the facility to hang various items of apparel.
E0078 | Workstation, L-Shaped w/Peninsula, Free Std, 78x72 | 1 | VV | This section will provide a whole work station typical to quickly plan work areas in clinical or administrative spaces. There will be a price decrease if typical work stations are used with vertical hanging strips instead of panels. THIS TYPICAL INCLUDES: 4 standard solid panels; 2 panel connectors, 2-way corner; 1 panel-to-panel connector; 2 finished end hardware; 1 cantilevered work surface; 1 peninsula work surface; 2 lockable flipper units; 2 shelf, storage/display; 2 lights; 1 tack board, 48"W; 1 tool rail, 30"W; 1 paper tray; 1 diagonal tray; 1 adjustable keyboard tray; 1 mobile pedestal, box/file.
F0110 | Bookcase, 3 Shelf | 1 | VV | Freestanding open metal shelf book case, approximately 60" high X 36" wide X 18" deep with three (3) adjustable shelves and four (4) non-marking floor glides.
F0205 | Chair, Side With Arms | 2 | VV | Upholstered side chair, 32" high X 21" wide X 23" deep with arms, padded seats and padded backs. Seat height is a minimum of 17". Available with or without sled base.
F0275 | Chair, Swivel, High Back | 1 | VV | Highback contemporary swivel chair, 41" high X 23" wide X 23" deep with five (5) caster swivel base and arms. Chair may be used at desks or in conference rooms. Back and seat are foam padded and upholstered with either woven textile fabric or vinyl.
F0420 | Cabinet, Filing, Lateral, Half Height | 1 | VV | Half height two (2) or three (3) drawer lateral filing cabinet, 28" high X 42" wide X 18" deep with recessed handles, locking device and drawer label holders. Drawers are adaptable to either letter or legal size materials.
F2000 | Basket, Wastepaper, Fire Resistant | 1 | VV | Wastepaper basket, fire resistant, approximately 40 quart capacity. This unit is used to collect and temporarily store small quantities of paper refuse in patient rooms, administrative areas and nursing stations. Size and shape varies depending on the application and manufacturer selected.
F3200 | Clock, Battery, 12" Diameter | 1 | VV | Clock, 12" diameter. Round surface, easy to read numbers with sweep second hand. Wall mounted unit for use when impractical to install a fully synchronized clock system. Battery operated, (batteries not included).
M1801 | Computer, Microprocessing, w/Flat Panel Monitor | 1 | VV | Desk top microprocessing computer. The unit shall consist of a central processing mini tower, flat panel monitor, keyboard, mouse and speakers. The system shall have the following minimum characteristics: a 2.8 GHz Pentium processor; 512 MB memory; 80GB hard drive; 32/48x CD-ROMDVD combo; 1.44MB network interface card; video 32 MB NVIDIA; a 18 inch flat panel monitor. The computer is used throughout the facility to input, manipulate and retrieve information.
4 - SS203 - SCI AC Social Worker Office, Stff Sprt | 4 - SS203 - SCI AC Social Worker Office, Stff Sprt | 4 - SS203 - SCI AC Social Worker Office, Stff Sprt | 4 - SS203 - SCI AC Social Worker Office, Stff Sprt | 4 - SS203 - SCI AC Social Worker Office, Stff Sprt
JSN | NAME | QTY | ACQ/INS | DESCRIPTION
A1010 | Telecommunication Outlet | 2 | VV | Telecommunication outlet location.
A1015 | Telephone, Desk, Multiple Line | 1 | VV | Telephone, desk, multiple line.
A5145 | Hook, Garment, Double, SS, Surface Mounted | 2 | CC | A surface mounted, satin finish stainless steel, double garment hook. Equipped with a concealed mounting bracket that is secured to a concealed wall plate. For general purpose use throughout the facility to hang various items of apparel.
E0078 | Workstation, L-Shaped w/Peninsula, Free Std, 78x72 | 1 | VV | This section will provide a whole work station typical to quickly plan work areas in clinical or administrative spaces. There will be a price decrease if typical work stations are used with vertical hanging strips instead of panels. THIS TYPICAL INCLUDES: 4 standard solid panels; 2 panel connectors, 2-way corner; 1 panel-to-panel connector; 2 finished end hardware; 1 cantilevered work surface; 1 peninsula work surface; 2 lockable flipper units; 2 shelf, storage/display; 2 lights; 1 tack board, 48"W; 1 tool rail, 30"W; 1 paper tray; 1 diagonal tray; 1 adjustable keyboard tray; 1 mobile pedestal, box/file.
F0110 | Bookcase, 3 Shelf | 1 | VV | Freestanding open metal shelf book case, approximately 60" high X 36" wide X 18" deep with three (3) adjustable shelves and four (4) non-marking floor glides.
F0205 | Chair, Side With Arms | 2 | VV | Upholstered side chair, 32" high X 21" wide X 23" deep with arms, padded seats and padded backs. Seat height is a minimum of 17". Available with or without sled base.
F0275 | Chair, Swivel, High Back | 1 | VV | Highback contemporary swivel chair, 41" high X 23" wide X 23" deep with five (5) caster swivel base and arms. Chair may be used at desks or in conference rooms. Back and seat are foam padded and upholstered with either woven textile fabric or vinyl.
F0420 | Cabinet, Filing, Lateral, Half Height | 1 | VV | Half height two (2) or three (3) drawer lateral filing cabinet, 28" high X 42" wide X 18" deep with recessed handles, locking device and drawer label holders. Drawers are adaptable to either letter or legal size materials.
F2000 | Basket, Wastepaper, Fire Resistant | 1 | VV | Wastepaper basket, fire resistant, approximately 40 quart capacity. This unit is used to collect and temporarily store small quantities of paper refuse in patient rooms, administrative areas and nursing stations. Size and shape varies depending on the application and manufacturer selected.
F3200 | Clock, Battery, 12" Diameter | 1 | VV | Clock, 12" diameter. Round surface, easy to read numbers with sweep second hand. Wall mounted unit for use when impractical to install a fully synchronized clock system. Battery operated, (batteries not included).
M1801 | Computer, Microprocessing, w/Flat Panel Monitor | 1 | VV | Desk top microprocessing computer. The unit shall consist of a central processing mini tower, flat panel monitor, keyboard, mouse and speakers. The system shall have the following minimum characteristics: a 2.8 GHz Pentium processor; 512 MB memory; 80GB hard drive; 32/48x CD-ROMDVD combo; 1.44MB network interface card; video 32 MB NVIDIA; a 18 inch flat panel monitor. The computer is used throughout the facility to input, manipulate and retrieve information.
5 - SS218 - SCI AC Dietician Workstation, Stff Sprt | 5 - SS218 - SCI AC Dietician Workstation, Stff Sprt | 5 - SS218 - SCI AC Dietician Workstation, Stff Sprt | 5 - SS218 - SCI AC Dietician Workstation, Stff Sprt | 5 - SS218 - SCI AC Dietician Workstation, Stff Sprt
JSN | NAME | QTY | ACQ/INS | DESCRIPTION
A1010 | Telecommunication Outlet | 2 | VV | Telecommunication outlet location.
A1015 | Telephone, Desk, Multiple Line | 1 | VV | Telephone, desk, multiple line.
E0123 | Workstation, Straight, Free Standing, 72" W | 1 | VV | This JSN will provide a whole work station typical to quickly plan work in areas in clinical or administrative spaces. There will be a price decrease if typical work stations are used with vertical hanging strips instead of panels. THIS TYPICAL INCLUDES: 4 Standard Solid Panels 2 Panel Connectors, 2-Way Corner 1 Panel-to-Panel Connector 2 Finished End Hardware 1 Cantilevered, Work Surface 2 Lockable Flipper Units 2 Shelf, Storage/Displays 2 Lights 1 Tack board 1 Tool Rail 1 Paper Tray 1 Diagonal Tray 1 Adjustable Keyboard Tray 1 Mobile Pedestal, Box/File
F0275 | Chair, Swivel, High Back | 1 | VV | Highback contemporary swivel chair, 41" high X 23" wide X 23" deep with five (5) caster swivel base and arms. Chair may be used at desks or in conference rooms. Back and seat are foam padded and upholstered with either woven textile fabric or vinyl.
F0420 | Cabinet, Filing, Lateral, Half Height | 1 | VV | Half height two (2) or three (3) drawer lateral filing cabinet, 28" high X 42" wide X 18" deep with recessed handles, locking device and drawer label holders. Drawers are adaptable to either letter or legal size materials.
F2000 | Basket, Wastepaper, Fire Resistant | 1 | VV | Wastepaper basket, fire resistant, approximately 40 quart capacity. This unit is used to collect and temporarily store small quantities of paper refuse in patient rooms, administrative areas and nursing stations. Size and shape varies depending on the application and manufacturer selected.
M1801 | Computer, Microprocessing, w/Flat Panel Monitor | 1 | VV | Desk top microprocessing computer. The unit shall consist of a central processing mini tower, flat panel monitor, keyboard, mouse and speakers. The system shall have the following minimum characteristics: a 2.8 GHz Pentium processor; 512 MB memory; 80GB hard drive; 32/48x CD-ROMDVD combo; 1.44MB network interface card; video 32 MB NVIDIA; a 18 inch flat panel monitor. The computer is used throughout the facility to input, manipulate and retrieve information.
6 - SS216 - SCI AC Therapy Student Workstation, Stff Sprt | 6 - SS216 - SCI AC Therapy Student Workstation, Stff Sprt | 6 - SS216 - SCI AC Therapy Student Workstation, Stff Sprt | 6 - SS216 - SCI AC Therapy Student Workstation, Stff Sprt | 6 - SS216 - SCI AC Therapy Student Workstation, Stff Sprt
JSN | NAME | QTY | ACQ/INS | DESCRIPTION
F0275 | Chair, Swivel, High Back | 1 | VV | Highback contemporary swivel chair, 41" high X 23" wide X 23" deep with five (5) caster swivel base and arms. Chair may be used at desks or in conference rooms. Back and seat are foam padded and upholstered with either woven textile fabric or vinyl.
F0715 | Carrel, Study Table | 1 | VV | Study carrel with table. Equipped with shelf for one (1) 12" monitor and book shelf, wire access grommets, built-in cable chase for wire management and adjustable floor glides. A convenience outlet is required at point of use to service computer equipment if used. Work surface is 29" high.
M1801 | Computer, Microprocessing, w/Flat Panel Monitor | 1 | VV | Desk top microprocessing computer. The unit shall consist of a central processing mini tower, flat panel monitor, keyboard, mouse and speakers. The system shall have the following minimum characteristics: a 2.8 GHz Pentium processor; 512 MB memory; 80GB hard drive; 32/48x CD-ROMDVD combo; 1.44MB network interface card; video 32 MB NVIDIA; a 18 inch flat panel monitor. The computer is used throughout the facility to input, manipulate and retrieve information.
7 - SC243 - SCI AC Team Room, Clncl Sprt | 7 - SC243 - SCI AC Team Room, Clncl Sprt | 7 - SC243 - SCI AC Team Room, Clncl Sprt | 7 - SC243 - SCI AC Team Room, Clncl Sprt | 7 - SC243 - SCI AC Team Room, Clncl Sprt
JSN | NAME | QTY | ACQ/INS | DESCRIPTION
A1010 | Telecommunication Outlet | 3 | VV | Telecommunication outlet location.
A1012 | Telephone, Wall Mounted, 1 Line | 1 | VV | Telephone, wall mounted, 1 line.
A5077 | Dispenser, Hand Sanitizer, Hands-Free | 1 | VV | A touch free wall-mounted hand sanitizer dispenser. For use throughout a healthcare facility. Unit does not include the sanitizing liquid. Units are battery operated.
A5145 | Hook, Garment, Double, SS, Surface Mounted | 1 | CC | A surface mounted, satin finish stainless steel, double garment hook. Equipped with a concealed mounting bracket that is secured to a concealed wall plate. For general purpose use throughout the facility to hang various items of apparel.
F0115 | Bookcase, Open, 5 Shelf | 1 | VV | Freestanding open shelf bookcase, approximately 82" high X 37" wide X 18" deep with 5 (five) adjustable shelves. Unit can be separate or part of a system with available add-on shelving.
F0220 | Chair, Conference | 4 | VV | Conference chair designed to complement the executive furniture package selected. Foam rubber cushioned seats and backs covered with either woven fabric or vinyl. Base with 5 (five) swivel casters.
F0405 | Cabinet, Filing, Full Height, 4-5 Drawer | 1 | VV | Four (4) or five (5) drawer letter size, vertical filing cabinet, 53" high X 15" wide X 29" deep with locking device. Each drawer has label holder, handle and roller cradle.
F0750 | Table, Office, (size as required) | 4 | VV | Office table, sized as required. May be used as either a four (4) to six (6) person conference table or as an extra work surface area.
F2000 | Basket, Wastepaper, Fire Resistant | 1 | VV | Wastepaper basket, fire resistant, approximately 40 quart capacity. This unit is used to collect and temporarily store small quantities of paper refuse in patient rooms, administrative areas and nursing stations. Size and shape varies depending on the application and manufacturer selected.
F3055 | Whiteboard, With Sliding Panels. | 1 | VV | Standard installations consist of sliding panels and a fixed back panel with the choice of chalkboard, markerboard, bulletin board, or a combination of these choices.
F3200 | Clock, Battery, 12" Diameter | 1 | VV | Clock, 12" diameter. Round surface, easy to read numbers with sweep second hand. Wall mounted unit for use when impractical to install a fully synchronized clock system. Battery operated, (batteries not included).
8 - SS101 - SCI AC Staff Conference Room, Educ Svc | 8 - SS101 - SCI AC Staff Conference Room, Educ Svc | 8 - SS101 - SCI AC Staff Conference Room, Educ Svc | 8 - SS101 - SCI AC Staff Conference Room, Educ Svc | 8 - SS101 - SCI AC Staff Conference Room, Educ Svc
JSN | NAME | QTY | ACQ/INS | DESCRIPTION
A1010 | Telecommunication Outlet | 1 | VV | Telecommunication outlet location.
A5212 | Bracket, Television, Wall-Mounted, Tilt/Angle | 1 | VV | A wall mounted, tilt/angled TV bracket for 37" to 80" TVs. Mount will be a universal and VESA compliant unit with a load capacity of up to 130 lbs.
A5220 | Bracket, Television, Wall Backing | 1 | CC | Wall mounted television bracket backing which provides additional support and strength for the installation of the television bracket. Option available for interior or exterior plate and sized for 12” 16” or 24” stud spacing.
A6046 | Artwork, Decorative, With Frame | 1 | VV | This JSN is to be used for determining and defining location of decorative artwork.
F0220 | Chair, Conference | 10 | VV | Conference chair designed to complement the executive furniture package selected. Foam rubber cushioned seats and backs covered with either woven fabric or vinyl. Base with 5 (five) swivel casters.
F0765 | Table, Folding / Nesting | 2 | VV | Folding table intended for a variety of uses. Designed with a flip top that allows tables to store nested to minimize needed storage space. Available in multiple laminate finish colors/patterns, bases, surface shapes (description and pricing based on a rectangle shape) and edge finish, . Available with leveling glides or casters (2 locking, 2 non-locking).
F2000 | Basket, Wastepaper, Fire Resistant | 1 | VV | Wastepaper basket, fire resistant, approximately 40 quart capacity. This unit is used to collect and temporarily store small quantities of paper refuse in patient rooms, administrative areas and nursing stations. Size and shape varies depending on the application and manufacturer selected.
F3200 | Clock, Battery, 12" Diameter | 1 | VV | Clock, 12" diameter. Round surface, easy to read numbers with sweep second hand. Wall mounted unit for use when impractical to install a fully synchronized clock system. Battery operated, (batteries not included).
M0512 | Television, HDTV, Large Screen, 60" | 1 | VV | A high definition (HDTV) multimedia, slim design, 60"W to 65"W color television. The TV will have a 16.9 wide screen aspect ratio with full HD 1080p resolution and HDMI connections. TV may be LED, Plasma or LCD. TV will include a stand.
9 - SS272 - SCI AC Copy / Supply Room, Stff Sprt | 9 - SS272 - SCI AC Copy / Supply Room, Stff Sprt | 9 - SS272 - SCI AC Copy / Supply Room, Stff Sprt | 9 - SS272 - SCI AC Copy / Supply Room, Stff Sprt | 9 - SS272 - SCI AC Copy / Supply Room, Stff Sprt
JSN | NAME | QTY | ACQ/INS | DESCRIPTION
A1010 | Telecommunication Outlet | 2 | VV | Telecommunication outlet location.
A1012 | Telephone, Wall Mounted, 1 Line | 1 | VV | Telephone, wall mounted, 1 line.
F0465 | Cabinet, Storage, 2 Door, 5 Shelf | 1 | VV | Storage cabinet, 78" high X 48" wide X 24" deep with two (2) doors and five (5) adjustable shelves.
F0775 | Table, Work, 2 Drawer | 1 | VV | Work table approximately 32" high X 72" wide X 30" deep with two drawers and a hard wood top.
F2000 | Basket, Wastepaper, Fire Resistant | 1 | VV | Wastepaper basket, fire resistant, approximately 40 quart capacity. This unit is used to collect and temporarily store small quantities of paper refuse in patient rooms, administrative areas and nursing stations. Size and shape varies depending on the application and manufacturer selected.
F2550 | Shredder, Paper Heavy Duty | 1 | VV | Shredder shall be able to process a minimum of 25 sheets of paper per pass at a minimum rate of 20 feet per minute. The unit shall have a 16 inch throat to accept paper. Paper shall be shredded into 1/4 inch strips.
M1810 | Copier, Floor Standing, Digital | 1 | VV | Floor standing copier. Unit features automatic paper size selection, automatic document feeder and sorter. The system also has zoom capabilities and automatic two-sided copying. For use where medium volume reproduction is required in the range of 30 to 40 copies per minute.
M1835 | Printer, Color Laser, Large | 1 | VV | Color laser printer designed for high volume use and network capable. The printer shall be capable of printing a minimum of 25 pages per minute (ppm) of black print and 20 ppm color print. Resolution shall be no less than 600 X 600 dpi. It shall be capable of printing on multiple media types (plain, inkjet, photo paper and transparencies) and be capable of accepting media sizes of 3 X 5 to 8.5 X 14 inches. The printer is used in multi-user network offices.
10 - SS262 - SCI AC Staff Breakroom, Stff Sprt | 10 - SS262 - SCI AC Staff Breakroom, Stff Sprt | 10 - SS262 - SCI AC Staff Breakroom, Stff Sprt | 10 - SS262 - SCI AC Staff Breakroom, Stff Sprt | 10 - SS262 - SCI AC Staff Breakroom, Stff Sprt
JSN | NAME | QTY | ACQ/INS | DESCRIPTION
A1010 | Telecommunication Outlet | 1 | VV | Telecommunication outlet location.
A1012 | Telephone, Wall Mounted, 1 Line | 1 | VV | Telephone, wall mounted, 1 line.
A1080 | Mirror, Posture, Wall Mounted | 1 | CC | Wall mounted posture mirror. Consists of a 1/4" plate glass in a sturdy corrosion resistant frame with water proof back. For educational and therapy programs.
A5075 | Dispenser, Soap, Disposable | 1 | VV | Disposable soap dispenser. One-handed dispensing operation. Designed to accommodate disposable soap cartridge and valve.
A5080 | Dispenser, Paper Towel, SS, Surface Mounted | 1 | CC | A surface mounted, satin finish stainless steel, single-fold, paper towel dispenser. Dispenser features: tumbler lock; front hinged at bottom; and refill indicator slot. Minimum capacity 400 single-fold paper towels. For general purpose use throughout the facility.
A5145 | Hook, Garment, Double, SS, Surface Mounted | 1 | CC | A surface mounted, satin finish stainless steel, double garment hook. Equipped with a concealed mounting bracket that is secured to a concealed wall plate. For general purpose use throughout the facility to hang various items of apparel.
A5210 | Bracket, Television, Wall Mounted, w/Adjust Arm | 1 | VV | Wall mounted television bracket with adjustable arm. Consists of movable arm with minimum 120 degree swivel. Designed for holding wall mounted, flat panel television units in patient rooms.
A5220 | Bracket, Television, Wall Backing | 1 | CC | Wall mounted television bracket backing which provides additional support and strength for the installation of the television bracket. Option available for interior or exterior plate and sized for 12” 16” or 24” stud spacing.
C02C0 | Cabinet, U/C/B, 1 Shelf, 1 Drawer, 1 DO, 36x24x22 | 1 | CC | Standing height under counter base cabinet with an adjustable shelf and a full width drawer above a solid right or left-hinged door (appropriate door hinge configuration to be indicated on equipment elevation drawings). Also referred to as a combination cabinet or a drawer and cupboard cabinet. For general purpose use throughout the facility.
C02D0 | Cabinet, U/C/B, 4 Drawer, 36x24x22 | 1 | CC | Standing height under counter base cabinet with four full width drawers of equal height. Also referred to as a drawer cabinet. For general purpose use throughout the facility.
C04P0 | Cabinet, Sink, U/C/B, 2 Door, 36x36x22 | 1 | CC | Standing height under counter base sink cabinet with solid hinged doors. Also referred to as a double-door sink cabinet. For general purpose use throughout the facility where a sink is to be used. Coordinate actual clear cabinet dimension with the actual outside dimension of sink that is specified to ensure that they are compatible.
CB020 | Cabinet, W/H, 2 Shelf, 1 DO, Sloping Top, 38x24x13 | 2 | CC | Wall hung cabinet with two adjustable shelves, solid right or left-hinged door (appropriate door hinge configuration to be indicated on equipment elevation drawings), and sloping top. Also referred to as a solid hinged single door case. For general purpose use throughout the facility.
CS010 | Sink, SS, Single Compartment, 7.5x12x12 ID | 1 | CC | Single compartment stainless steel sink, drop-in, self-rimming, ledge-type, connected with a drain and provided with a mixing faucet. It shall also be provided with pre-punched fixture holes on 4" center, integral back ledge to accommodate deck-mounted fixtures, brushed/polished interior and top surfaces, and sound deadened. Recommended for use in suspended or U/C/B sink cabinets having a high plastic laminate or Chemsurf laminate countertop/work surface. For general purpose use throughout the facility.
CT020 | Countertop, Solid Surface | 7 | CC | A solid, nonporous countertop with a smooth seamless appearance. Easy to clean and maintain and with proper cleaning does not support the growth of mold. An acrylic-based solid surface product. Standard thickness of 1", and a 4" butt backsplash/curb. Also referred to as a work surface or work top. Available in a choice of colors and depths. Used in lab and other hospital areas requiring optimum physical and chemical resisting properties.
F0225 | Chair, Dining Room | 4 | VV | Dining room chair with glides. Chair has straight legs with cushioned cloth or vinyl seat.
F0795 | Table, Dining | 1 | VV | Dining table. Round 42" diameter or square 42" X 42". Used in dining facilities and can comfortably seat up to four (4) persons.
F2015 | Basket, Wastepaper, Metal/Plastic,2 Swinging Doors | 1 | VV | Metal receptacle for soiled / used towels or waste. Equipped with a removable tapered top with two independently operating self-closing, spring hinged doors. Used in public facilities for the collection and temporary storage of refuse.
F3065 | Whiteboard/Bulletin Board, Combination | 1 | VV | A combination whiteboard and bulletin board, half LCS and half cork. Available with either aluminum or wood frame. It can be used in patient rooms or in any appropriate space in the facility.
F3200 | Clock, Battery, 12" Diameter | 1 | VV | Clock, 12" diameter. Round surface, easy to read numbers with sweep second hand. Wall mounted unit for use when impractical to install a fully synchronized clock system. Battery operated, (batteries not included).
K1552 | Brewer, Coffee, Auto, Elect, 3 Burner, Front/Back | 1 | VV | Space saving front to back automatic coffee maker. This unit includes a heating tank, connection for a cold water supply, decanter service with three burners, funnel and a water flow controller. The unit is used for semi-automatic coffee brewing in cafeterias and commercial institutions. The unit automatically shuts off the water flow when enough has passed through to fill the pot. The unit is normally provided plumbed with a hot water faucet to the side for making other hot drinks (tea, cider, cocoa, etc.). The database height dimension does not include the clearance for coffee decanters warming on the upper burners.
K4665 | Oven, Microwave, Consumer | 1 | VV | Counter mounted microwave oven for average duty use. The exterior cabinet can be metal or heavy duty impact resistant plastic. The oven delivers instant energy for rapid heating, defrosting or prime cooking. The oven has touch pad controls, digital timer, power level selector and preprogrammed selectors for commonly cooked items. This oven is commonly found in staff lounges.
M0515 | Television, HD, 40" Class | 1 | VV | High definition (HDTV) multimedia flat panel LED 40" class display television. The TV will have a 16:9 wide screen aspect ratio, minimum of 1920 x 1080 display resolution, digital tuner, minimum refresh rate of 60Hz, minimum of two HDMI ports and 1 USB port ENERGY STAR certified.
R7250 | Refrigerator/Freezer, 20 Cubic Feet | 1 | VV | Refrigerator/freezer unit. This type unit includes a food saver system that helps keep food fresher. It also includes roll out wheels and is equipped for an optional automatic icemaker. This unit is of commercial or residential design and use.
11 - SB185 - SCI AC Male Staff Toilet / Shower, Bldg Sprt | 11 - SB185 - SCI AC Male Staff Toilet / Shower, Bldg Sprt | 11 - SB185 - SCI AC Male Staff Toilet / Shower, Bldg Sprt | 11 - SB185 - SCI AC Male Staff Toilet / Shower, Bldg Sprt | 11 - SB185 - SCI AC Male Staff Toilet / Shower, Bldg Sprt
JSN | NAME | QTY | ACQ/INS | DESCRIPTION
A1067 | Mirror, Float Glass, ADA Accessible | 1 | CC | A high quality 1/4" polished float glass mirror with a stainless steel frame. Frame holds mirror in a tilted position for accessibility and compliance with ADA requirements. Mirror has a galvanized steel back secured to frame with concealed screws with integral horizontal hanging brackets. Mirror shall be approximately 18" wide and 36" high. Other sizes are available.
A5030 | Bench, Stall, Shower, Built In | 1 | CC | Shower bench; built-in. Eighteen (18) gauge stainless steel frame with anchors built-in into the wall. Size and shape as required.
A5075 | Dispenser, Soap, Disposable | 1 | VV | Disposable soap dispenser. One-handed dispensing operation. Designed to accommodate disposable soap cartridge and valve.
A5082 | Dispenser, Paper Towel, Sensor, Hands Free | 1 | CC | A surface mounted, sensor activated, automatic, roll paper towel dispenser. The unit dispenses a paper towel automatically only when hands are place in position below the dispenser for maximum sanitation and hygiene. May include adjustable settings for sheet length, time delay, and sensor range. Unit is battery operated or with optional AC power adapter.
A5109 | Grab Bar, 1-1/4" Dia., SS, 2 Wall, W/C Accessible | 1 | CC | A 1-1/4" diameter, satin finish stainless steel, peened gripping surface, 2 wall toilet stall/ room, grab bar with concealed mounting flanges. Snap over flanges are provided to conceal mounting screws. A selection of mounting kits and concealed anchor devices are available from the manufacturers for different types of installations. Grab bar shall comply with barrier-free accessibility guidelines for structural strength. For typical water closet applications in toilet stalls and rooms where ADA (American's With Disabilities Act) requirements must be met.
A5110 | Grab Bar, 1-1/4" Dia., SS, 2 Wall, Shower Use | 1 | CC | A 1-1/4" diameter, satin finish stainless steel, peened gripping surface, 2 wall shower, grab bar with concealed mounting flanges. Snap over flanges are provided to conceal mounting screws. A selection of mounting kits and concealed anchor devices are available from the manufacturers for different types of installations. Grab bar shall comply with barrier-free accessibility guidelines for structural strength. For typical applications in shower stalls where ADA (American's With Disabilities Act) requirements must be met.
A5145 | Hook, Garment, Double, SS, Surface Mounted | 1 | CC | A surface mounted, satin finish stainless steel, double garment hook. Equipped with a concealed mounting bracket that is secured to a concealed wall plate. For general purpose use throughout the facility to hang various items of apparel.
A5170 | Rod, Shower Curtain, 1"Diameter, W/Curtain & Hooks | 1 | CC | A concealed mounted, 1" outside diameter, satin finish stainless steel, shower curtain rod with white vinyl shower curtain (72" H) and SS shower curtain hooks. Rod and curtain available in various widths. For general purpose use at shower stall or bathtub locations. Pricing based upon standard shower stall dimensions of 36" x 36" and a standard curtain height of 72".
A5175 | Soap Dish, With Bar, SS, Recessed | 1 | CC | A recessed mounted, satin finish stainless steel, soap dish with bar. Soap dish furnished with retaining lip and mounting clamp for installation in stud walls or countertop aprons. For general purpose use in shower stalls or at bathtub locations.
A5200 | Dispenser, Toilet Tissue, SS, 2-Roll, Surface Mntd | 1 | CC | A concealed surface mounted, double roll, satin finish stainless steel, toilet tissue dispenser. Unit accommodates two standard-core toilet tissue rolls through 5" in diameter. Spindles are chrome plated plastic with a heavy-duty internal spring and turn freely for non-controlled delivery. For general purpose use in restrooms.
A5205 | Bar, Towel, 1" Diameter, SS, Surface Mounted | 1 | CC | A surface mounted, satin finish stainless steel, 1" diameter, towel bar. Support posts and flanges are one piece, chrome-plated, cast heavy brass with satin finish. Towel bar shall not rotate within support posts. Available in 18", 24" and 30" widths. For general purpose use in shower or bathtub rooms. Pricing based upon a suggested standard width of 18".
CT020 | Countertop, Solid Surface | 1 | CC | A solid, nonporous countertop with a smooth seamless appearance. Easy to clean and maintain and with proper cleaning does not support the growth of mold. An acrylic-based solid surface product. Standard thickness of 1", and a 4" butt backsplash/curb. Also referred to as a work surface or work top. Available in a choice of colors and depths. Used in lab and other hospital areas requiring optimum physical and chemical resisting properties.
F2015 | Basket, Wastepaper, Metal/Plastic,2 Swinging Doors | 1 | VV | Metal receptacle for soiled / used towels or waste. Equipped with a removable tapered top with two independently operating self-closing, spring hinged doors. Used in public facilities for the collection and temporary storage of refuse.
P3070 | Lavatory, Vitreous China, Under or Counter Top Mtd | 1 | CC | An undercounter or countertop mounted vitreous china lavatory (approximate bowl size 6"x17"x14") with gooseneck spout, wrist blade handles, and grid drain. Counter top mounted lavatory to be self rimming with mounting kit provided. Undercounter lavatory to have unglazed rim with a mounting kit also provided. For general purpose use in vanity tops in public, patient and staff toilet rooms.
P5040 | Shower, Single, Hand-Held | 1 | CC | A complete, barrier-free, single hand-held, personal shower system. The shower system includes: pressure balanced mixing valve with high temperature limit stop; personal hand shower; shower hose; wall supply; and slide bar. For general purpose use throughout the facility in shower stalls.
P9050 | Toilet, Wall Hung, Siphon Jet | 1 | CC | Siphon jet water closet/ toilet. This unit is wall hung with an elongated bowl, top spud flushometer, seat with open front and check hinge, and carrier. Used in restrooms throughout the health care facility.
12 - SB174 - SCI AC Female Staff Toilet / Shower, Bldg Sprt | 12 - SB174 - SCI AC Female Staff Toilet / Shower, Bldg Sprt | 12 - SB174 - SCI AC Female Staff Toilet / Shower, Bldg Sprt | 12 - SB174 - SCI AC Female Staff Toilet / Shower, Bldg Sprt | 12 - SB174 - SCI AC Female Staff Toilet / Shower, Bldg Sprt
JSN | NAME | QTY | ACQ/INS | DESCRIPTION
A1067 | Mirror, Float Glass, ADA Accessible | 1 | CC | A high quality 1/4" polished float glass mirror with a stainless steel frame. Frame holds mirror in a tilted position for accessibility and compliance with ADA requirements. Mirror has a galvanized steel back secured to frame with concealed screws with integral horizontal hanging brackets. Mirror shall be approximately 18" wide and 36" high. Other sizes are available.
A5030 | Bench, Stall, Shower, Built In | 1 | CC | Shower bench; built-in. Eighteen (18) gauge stainless steel frame with anchors built-in into the wall. Size and shape as required.
A5075 | Dispenser, Soap, Disposable | 1 | VV | Disposable soap dispenser. One-handed dispensing operation. Designed to accommodate disposable soap cartridge and valve.
A5082 | Dispenser, Paper Towel, Sensor, Hands Free | 1 | CC | A surface mounted, sensor activated, automatic, roll paper towel dispenser. The unit dispenses a paper towel automatically only when hands are place in position below the dispenser for maximum sanitation and hygiene. May include adjustable settings for sheet length, time delay, and sensor range. Unit is battery operated or with optional AC power adapter.
A5090 | Disposal, Sanitary Napkin, SS, Surface Mounted | 1 | CC | A surface mounted, satin finish stainless steel, sanitary napkin disposal. Disposal features a flip-up cover, secured to the container by a heavy duty stainless steel piano-hinge. Disposal may be secured to wall or toilet partition. For general purpose use in female toilet stalls or rooms and uni-sex toilet rooms.
A5109 | Grab Bar, 1-1/4" Dia., SS, 2 Wall, W/C Accessible | 1 | CC | A 1-1/4" diameter, satin finish stainless steel, peened gripping surface, 2 wall toilet stall/ room, grab bar with concealed mounting flanges. Snap over flanges are provided to conceal mounting screws. A selection of mounting kits and concealed anchor devices are available from the manufacturers for different types of installations. Grab bar shall comply with barrier-free accessibility guidelines for structural strength. For typical water closet applications in toilet stalls and rooms where ADA (American's With Disabilities Act) requirements must be met.
A5110 | Grab Bar, 1-1/4" Dia., SS, 2 Wall, Shower Use | 1 | CC | A 1-1/4" diameter, satin finish stainless steel, peened gripping surface, 2 wall shower, grab bar with concealed mounting flanges. Snap over flanges are provided to conceal mounting screws. A selection of mounting kits and concealed anchor devices are available from the manufacturers for different types of installations. Grab bar shall comply with barrier-free accessibility guidelines for structural strength. For typical applications in shower stalls where ADA (American's With Disabilities Act) requirements must be met.
A5145 | Hook, Garment, Double, SS, Surface Mounted | 1 | CC | A surface mounted, satin finish stainless steel, double garment hook. Equipped with a concealed mounting bracket that is secured to a concealed wall plate. For general purpose use throughout the facility to hang various items of apparel.
A5170 | Rod, Shower Curtain, 1"Diameter, W/Curtain & Hooks | 1 | CC | A concealed mounted, 1" outside diameter, satin finish stainless steel, shower curtain rod with white vinyl shower curtain (72" H) and SS shower curtain hooks. Rod and curtain available in various widths. For general purpose use at shower stall or bathtub locations. Pricing based upon standard shower stall dimensions of 36" x 36" and a standard curtain height of 72".
A5175 | Soap Dish, With Bar, SS, Recessed | 1 | CC | A recessed mounted, satin finish stainless steel, soap dish with bar. Soap dish furnished with retaining lip and mounting clamp for installation in stud walls or countertop aprons. For general purpose use in shower stalls or at bathtub locations.
A5200 | Dispenser, Toilet Tissue, SS, 2-Roll, Surface Mntd | 1 | CC | A concealed surface mounted, double roll, satin finish stainless steel, toilet tissue dispenser. Unit accommodates two standard-core toilet tissue rolls through 5" in diameter. Spindles are chrome plated plastic with a heavy-duty internal spring and turn freely for non-controlled delivery. For general purpose use in restrooms.
A5205 | Bar, Towel, 1" Diameter, SS, Surface Mounted | 1 | CC | A surface mounted, satin finish stainless steel, 1" diameter, towel bar. Support posts and flanges are one piece, chrome-plated, cast heavy brass with satin finish. Towel bar shall not rotate within support posts. Available in 18", 24" and 30" widths. For general purpose use in shower or bathtub rooms. Pricing based upon a suggested standard width of 18".
CT020 | Countertop, Solid Surface | 1 | CC | A solid, nonporous countertop with a smooth seamless appearance. Easy to clean and maintain and with proper cleaning does not support the growth of mold. An acrylic-based solid surface product. Standard thickness of 1", and a 4" butt backsplash/curb. Also referred to as a work surface or work top. Available in a choice of colors and depths. Used in lab and other hospital areas requiring optimum physical and chemical resisting properties.
F2015 | Basket, Wastepaper, Metal/Plastic,2 Swinging Doors | 1 | VV | Metal receptacle for soiled / used towels or waste. Equipped with a removable tapered top with two independently operating self-closing, spring hinged doors. Used in public facilities for the collection and temporary storage of refuse.
P3070 | Lavatory, Vitreous China, Under or Counter Top Mtd | 1 | CC | An undercounter or countertop mounted vitreous china lavatory (approximate bowl size 6"x17"x14") with gooseneck spout, wrist blade handles, and grid drain. Counter top mounted lavatory to be self rimming with mounting kit provided. Undercounter lavatory to have unglazed rim with a mounting kit also provided. For general purpose use in vanity tops in public, patient and staff toilet rooms.
P5040 | Shower, Single, Hand-Held | 1 | CC | A complete, barrier-free, single hand-held, personal shower system. The shower system includes: pressure balanced mixing valve with high temperature limit stop; personal hand shower; shower hose; wall supply; and slide bar. For general purpose use throughout the facility in shower stalls.
P9050 | Toilet, Wall Hung, Siphon Jet | 1 | CC | Siphon jet water closet/ toilet. This unit is wall hung with an elongated bowl, top spud flushometer, seat with open front and check hinge, and carrier. Used in restrooms throughout the health care facility.
13 - SS241 - SCI AC Male Staff Locker Room, Stff Sprt | 13 - SS241 - SCI AC Male Staff Locker Room, Stff Sprt | 13 - SS241 - SCI AC Male Staff Locker Room, Stff Sprt | 13 - SS241 - SCI AC Male Staff Locker Room, Stff Sprt | 13 - SS241 - SCI AC Male Staff Locker Room, Stff Sprt
JSN | NAME | QTY | ACQ/INS | DESCRIPTION
A1010 | Telecommunication Outlet | 1 | VV | Telecommunication outlet location.
A1012 | Telephone, Wall Mounted, 1 Line | 1 | VV | Telephone, wall mounted, 1 line.
A1030 | Locker, 2 Person, Over/Under | 8 | VV | Two person locker, double tier, 72Hx12Wx18D. This unit includes hooks for coats and hats. Door equipped with safety guard handles. Designed for storage of coats, hats, and other personal belongings. Other width and depths are available.
A1080 | Mirror, Posture, Wall Mounted | 1 | CC | Wall mounted posture mirror. Consists of a 1/4" plate glass in a sturdy corrosion resistant frame with water proof back. For educational and therapy programs.
A5020 | Bench, Locker Room, Floor Mounted | 1 | CC | Locker room bench. Floor mounting -1-1/4" thick. Benches are sanded smooth with two coats of moisture-resistant sealer to ensure a protective, satin gloss surface, and mounted on strong steel pedestal anchored to the floor. Over all height of 18" includes pedestal. Size as required.
F2000 | Basket, Wastepaper, Fire Resistant | 1 | VV | Wastepaper basket, fire resistant, approximately 40 quart capacity. This unit is used to collect and temporarily store small quantities of paper refuse in patient rooms, administrative areas and nursing stations. Size and shape varies depending on the application and manufacturer selected.
F3200 | Clock, Battery, 12" Diameter | 1 | VV | Clock, 12" diameter. Round surface, easy to read numbers with sweep second hand. Wall mounted unit for use when impractical to install a fully synchronized clock system. Battery operated, (batteries not included).
14 - SS232 - SCI AC Female Staff Locker Room, Stff Sprt | 14 - SS232 - SCI AC Female Staff Locker Room, Stff Sprt | 14 - SS232 - SCI AC Female Staff Locker Room, Stff Sprt | 14 - SS232 - SCI AC Female Staff Locker Room, Stff Sprt | 14 - SS232 - SCI AC Female Staff Locker Room, Stff Sprt
JSN | NAME | QTY | ACQ/INS | DESCRIPTION
A1010 | Telecommunication Outlet | 1 | VV | Telecommunication outlet location.
A1012 | Telephone, Wall Mounted, 1 Line | 1 | VV | Telephone, wall mounted, 1 line.
A1040 | Locker, 2 Person, Side by Side, 72x15x18 | 8 | VV | Two person side by side locker. Steel unit. It consists of side by side compartments for hanging clothes and over/under compartments for hats, etc. Used for personal belongings storage.
A1080 | Mirror, Posture, Wall Mounted | 1 | CC | Wall mounted posture mirror. Consists of a 1/4" plate glass in a sturdy corrosion resistant frame with water proof back. For educational and therapy programs.
A5020 | Bench, Locker Room, Floor Mounted | 1 | CC | Locker room bench. Floor mounting -1-1/4" thick. Benches are sanded smooth with two coats of moisture-resistant sealer to ensure a protective, satin gloss surface, and mounted on strong steel pedestal anchored to the floor. Over all height of 18" includes pedestal. Size as required.
F2000 | Basket, Wastepaper, Fire Resistant | 1 | VV | Wastepaper basket, fire resistant, approximately 40 quart capacity. This unit is used to collect and temporarily store small quantities of paper refuse in patient rooms, administrative areas and nursing stations. Size and shape varies depending on the application and manufacturer selected.
F3200 | Clock, Battery, 12" Diameter | 1 | VV | Clock, 12" diameter. Round surface, easy to read numbers with sweep second hand. Wall mounted unit for use when impractical to install a fully synchronized clock system. Battery operated, (batteries not included).
15 - SS287 - SCI AC On-Call Bedroom, Stff Sprt | 15 - SS287 - SCI AC On-Call Bedroom, Stff Sprt | 15 - SS287 - SCI AC On-Call Bedroom, Stff Sprt | 15 - SS287 - SCI AC On-Call Bedroom, Stff Sprt | 15 - SS287 - SCI AC On-Call Bedroom, Stff Sprt
JSN | NAME | QTY | ACQ/INS | DESCRIPTION
A1010 | Telecommunication Outlet | 1 | VV | Telecommunication outlet location.
A1015 | Telephone, Desk, Multiple Line | 1 | VV | Telephone, desk, multiple line.
A5145 | Hook, Garment, Double, SS, Surface Mounted | 1 | CC | A surface mounted, satin finish stainless steel, double garment hook. Equipped with a concealed mounting bracket that is secured to a concealed wall plate. For general purpose use throughout the facility to hang various items of apparel.
A5215 | Bracket, Television, Ceiling Mounted | 1 | CC | Ceiling mounted television bracket for flat panel LCD and Plasma screens. The bracket shall be a universal style mount with a load capacity of 200 pounds with adjustments of 0-15 degree tilt and 360 degree swivel. Shall be capable of accommodating various size units.
A6046 | Artwork, Decorative, With Frame | 1 | VV | This JSN is to be used for determining and defining location of decorative artwork.
C0025 | Cabinet, Wardrobe, 1 Door, 84x24x22 | 1 | CC | Wardrobe cabinet with a fixed shelf, clothing rod, and a solid or louvered right or left-hinged door (appropriate door hinge configuration to be indicated on the equipment elevation drawings), an optional locking door is available. Also referred to as a wardrobe case, unit or storage unit. Used for storage of clothing and personal items.
E0042 | Workcenter, Computer, Free Standing, 48" W | 1 | VV | THIS TYPICAL INCLUDES: 1 Tool Rail 2 Paper Tray 1 Diagonal Tray 1 Freestanding Work Surface 1 Mobile Pedestal, Box/File 1 Adjustable Keyboard Tray
F0280 | Chair, Swivel, Low Back | 1 | VV | Low back contemporary swivel chair, 37" high X 25" wide X 31" deep with a five (5) caster swivel base, arms and foam padded seat and back upholstered with either woven textile fabric or vinyl.
F0400 | Cabinet, Bedside, Door, Drawer | 1 | VV | Bedside cabinet for storage of both the patient's personal items and small patient support items. Approximately 31" high X 21" wide X 19" deep with one (1) drawer and one (1) closed storage closet. Drawer is removable so interior can be sanitized. May come in a 3 drawer version.
F2000 | Basket, Wastepaper, Fire Resistant | 1 | VV | Wastepaper basket, fire resistant, approximately 40 quart capacity. This unit is used to collect and temporarily store small quantities of paper refuse in patient rooms, administrative areas and nursing stations. Size and shape varies depending on the application and manufacturer selected.
F2405 | Bed, Non-medical, Single | 1 | VV | Single bed, approximately 18" high X 83" wide X 40" deep. Bed is used for non-inpatient stay activities (testing, visitor/staff sleeping).
F2420 | Lamp, Table, With Shade | 1 | VV | Table lamp, 27-34" high X 6" wide X 6" deep with linen shade. Convenience outlet required at point of use.
F3200 | Clock, Battery, 12" Diameter | 1 | VV | Clock, 12" diameter. Round surface, easy to read numbers with sweep second hand. Wall mounted unit for use when impractical to install a fully synchronized clock system. Battery operated, (batteries not included).
M0515 | Television, HD, 40" Class | 1 | VV | High definition (HDTV) multimedia flat panel LED 40" class display television. The TV will have a 16:9 wide screen aspect ratio, minimum of 1920 x 1080 display resolution, digital tuner, minimum refresh rate of 60Hz, minimum of two HDMI ports and 1 USB port ENERGY STAR certified.
M1801 | Computer, Microprocessing, w/Flat Panel Monitor | 1 | VV | Desk top microprocessing computer. The unit shall consist of a central processing mini tower, flat panel monitor, keyboard, mouse and speakers. The system shall have the following minimum characteristics: a 2.8 GHz Pentium processor; 512 MB memory; 80GB hard drive; 32/48x CD-ROMDVD combo; 1.44MB network interface card; video 32 MB NVIDIA; a 18 inch flat panel monitor. The computer is used throughout the facility to input, manipulate and retrieve information.
M7025 | Mattress, Bed, Hospital | 1 | VV | Hospital bed mattress. These mattresses are usually filled with multi-layered foam, wire coil innersprings, or a combination of both. Mattresses are made of a fire retardant material (to meet California standard) and are enclosed in waterproof anti-microbial covers. For hospital use.
16 - SB196 - SCI AC On-Call Toilet / Shower, Bldg Sprt | 16 - SB196 - SCI AC On-Call Toilet / Shower, Bldg Sprt | 16 - SB196 - SCI AC On-Call Toilet / Shower, Bldg Sprt | 16 - SB196 - SCI AC On-Call Toilet / Shower, Bldg Sprt | 16 - SB196 - SCI AC On-Call Toilet / Shower, Bldg Sprt
JSN | NAME | QTY | ACQ/INS | DESCRIPTION
A1090 | Mirror, Float Glass, With SS Frame & Shelf | 1 | CC | A high quality 1/4" polished float glass mirror, approximately 36' H X 18' W framed in a one-piece, bright polished, stainless steel channel frame with 90° mitered corners and an integral stainless steel, stain finish, shelf. All edges of the mirror are protected by absorbing filler strips. Mirror has a galvanized steel back with integral horizontal hanging brackets and wall hanger for concealed mounting. For mounting above single wall mounted lavatories located in restroom areas, Doctor examination areas, offices, etc. May also be used above double lavatories, either wall or countertop mounted.
A5030 | Bench, Stall, Shower, Built In | 1 | CC | Shower bench; built-in. Eighteen (18) gauge stainless steel frame with anchors built-in into the wall. Size and shape as required.
A5075 | Dispenser, Soap, Disposable | 1 | VV | Disposable soap dispenser. One-handed dispensing operation. Designed to accommodate disposable soap cartridge and valve.
A5082 | Dispenser, Paper Towel, Sensor, Hands Free | 1 | CC | A surface mounted, sensor activated, automatic, roll paper towel dispenser. The unit dispenses a paper towel automatically only when hands are place in position below the dispenser for maximum sanitation and hygiene. May include adjustable settings for sheet length, time delay, and sensor range. Unit is battery operated or with optional AC power adapter.
A5090 | Disposal, Sanitary Napkin, SS, Surface Mounted | 1 | CC | A surface mounted, satin finish stainless steel, sanitary napkin disposal. Disposal features a flip-up cover, secured to the container by a heavy duty stainless steel piano-hinge. Disposal may be secured to wall or toilet partition. For general purpose use in female toilet stalls or rooms and uni-sex toilet rooms.
A5109 | Grab Bar, 1-1/4" Dia., SS, 2 Wall, W/C Accessible | 1 | CC | A 1-1/4" diameter, satin finish stainless steel, peened gripping surface, 2 wall toilet stall/ room, grab bar with concealed mounting flanges. Snap over flanges are provided to conceal mounting screws. A selection of mounting kits and concealed anchor devices are available from the manufacturers for different types of installations. Grab bar shall comply with barrier-free accessibility guidelines for structural strength. For typical water closet applications in toilet stalls and rooms where ADA (American's With Disabilities Act) requirements must be met.
A5110 | Grab Bar, 1-1/4" Dia., SS, 2 Wall, Shower Use | 1 | CC | A 1-1/4" diameter, satin finish stainless steel, peened gripping surface, 2 wall shower, grab bar with concealed mounting flanges. Snap over flanges are provided to conceal mounting screws. A selection of mounting kits and concealed anchor devices are available from the manufacturers for different types of installations. Grab bar shall comply with barrier-free accessibility guidelines for structural strength. For typical applications in shower stalls where ADA (American's With Disabilities Act) requirements must be met.
A5145 | Hook, Garment, Double, SS, Surface Mounted | 1 | CC | A surface mounted, satin finish stainless steel, double garment hook. Equipped with a concealed mounting bracket that is secured to a concealed wall plate. For general purpose use throughout the facility to hang various items of apparel.
A5170 | Rod, Shower Curtain, 1"Diameter, W/Curtain & Hooks | 1 | CC | A concealed mounted, 1" outside diameter, satin finish stainless steel, shower curtain rod with white vinyl shower curtain (72" H) and SS shower curtain hooks. Rod and curtain available in various widths. For general purpose use at shower stall or bathtub locations. Pricing based upon standard shower stall dimensions of 36" x 36" and a standard curtain height of 72".
A5200 | Dispenser, Toilet Tissue, SS, 2-Roll, Surface Mntd | 1 | CC | A concealed surface mounted, double roll, satin finish stainless steel, toilet tissue dispenser. Unit accommodates two standard-core toilet tissue rolls through 5" in diameter. Spindles are chrome plated plastic with a heavy-duty internal spring and turn freely for non-controlled delivery. For general purpose use in restrooms.
A5205 | Bar, Towel, 1" Diameter, SS, Surface Mounted | 1 | CC | A surface mounted, satin finish stainless steel, 1" diameter, towel bar. Support posts and flanges are one piece, chrome-plated, cast heavy brass with satin finish. Towel bar shall not rotate within support posts. Available in 18", 24" and 30" widths. For general purpose use in shower or bathtub rooms. Pricing based upon a suggested standard width of 18".
F2010 | Basket, Wastepaper, Step-On | 1 | VV | "Step-on" wastepaper basket with inner liner and foot petal activated flip top.
P3000 | Lavatory, Vitreous China, Straight Back | 1 | CC | Wall mounted, vitreous china lavatory (approximate bowl size 7"x15"x10") with: straight-front apron, straight or contoured back; faucet holes on 4" centers; gooseneck spout; wrist blade handles; and grid strainer. It shall be suitable for use in clinics, offices, washrooms or patient care areas.
P5040 | Shower, Single, Hand-Held | 1 | CC | A complete, barrier-free, single hand-held, personal shower system. The shower system includes: pressure balanced mixing valve with high temperature limit stop; personal hand shower; shower hose; wall supply; and slide bar. For general purpose use throughout the facility in shower stalls.
P9050 | Toilet, Wall Hung, Siphon Jet | 1 | CC | Siphon jet water closet/ toilet. This unit is wall hung with an elongated bowl, top spud flushometer, seat with open front and check hinge, and carrier. Used in restrooms throughout the health care facility.
7 - SCI/D CENTER ACUTE CARE / OUTPATIENT PHYSICAL THERAPY (AC/OP-PT) AREA | 7 - SCI/D CENTER ACUTE CARE / OUTPATIENT PHYSICAL THERAPY (AC/OP-PT) AREA | 7 - SCI/D CENTER ACUTE CARE / OUTPATIENT PHYSICAL THERAPY (AC/OP-PT) AREA | 7 - SCI/D CENTER ACUTE CARE / OUTPATIENT PHYSICAL THERAPY (AC/OP-PT) AREA | 7 - SCI/D CENTER ACUTE CARE / OUTPATIENT PHYSICAL THERAPY (AC/OP-PT) AREA
1 - ISC51 - AC / OP Physical Therapy (PT) Room, SCI | 1 - ISC51 - AC / OP Physical Therapy (PT) Room, SCI | 1 - ISC51 - AC / OP Physical Therapy (PT) Room, SCI | 1 - ISC51 - AC / OP Physical Therapy (PT) Room, SCI | 1 - ISC51 - AC / OP Physical Therapy (PT) Room, SCI
JSN | NAME | QTY | ACQ/INS | DESCRIPTION
A1014 | Telephone, Wall Mounted, 1 Line, With Speaker | 1 | VV | Telephone, wall mounted, 1 line, with speaker.
A1080 | Mirror, Posture, Wall Mounted | 1 | CC | Wall mounted posture mirror. Consists of a 1/4" plate glass in a sturdy corrosion resistant frame with water proof back. For educational and therapy programs.
A1082 | Mirror, Posture, Mobile | 1 | VV | Mobile single panel full-body mirror constructed of high quality, distortion-free glass with ANSI safety backing. Framed in finished oak laminate frame and base, mounted on two inch diameter swiveling casters.
A1200 | Lift System, Overhead, Patient Room | 3 | VC | An overhead rail system specifically designed for patient lifting and movement for a single bed patient room. The system will consist of recessed or ceiling mounted primary and secondary rails, lift motor with rolling carriage, patient harness or seat, and a hand controller or control box with charger. System will facilitate lifting and movement of patient to and from bed to gurney, chair or other requirement. Minimum lift capability is 550 pounds. Custom design of track layout by manufacturer is essential to meet individual facility requirements.
A5075 | Dispenser, Soap, Disposable | 2 | VV | Disposable soap dispenser. One-handed dispensing operation. Designed to accommodate disposable soap cartridge and valve.
A5077 | Dispenser, Hand Sanitizer, Hands-Free | 2 | VV | A touch free wall-mounted hand sanitizer dispenser. For use throughout a healthcare facility. Unit does not include the sanitizing liquid. Units are battery operated.
A5082 | Dispenser, Paper Towel, Sensor, Hands Free | 2 | CC | A surface mounted, sensor activated, automatic, roll paper towel dispenser. The unit dispenses a paper towel automatically only when hands are place in position below the dispenser for maximum sanitation and hygiene. May include adjustable settings for sheet length, time delay, and sensor range. Unit is battery operated or with optional AC power adapter.
A5107 | Dispenser, Glove, Surgical/Examination, Wall Mntd | 1 | VV | Examination three (Small Medium, Large) glove dispenser box for wall mounting. Fabricated of either cold rolled steel with a white baked enamel finish, plastic or acrylic. Hardware not included, Option 3 powder coated steel.
A5180 | Track, Cubicle, Surface Mounted, With Curtain | 1 | VV | Surface mounted cubicle track, with curtain. Track constructed of thick extruded aluminum. Equipped with self lubricating carriers, beaded drop chain hooks, and flame resistant curtain. To include removable end caps. Designed to be suspended around patient areas where privacy is needed. Price listed is per foot of the track, curtains to be priced per quote.
C04E0 | Cabinet, U/C/B, 1 Shelf, 1 Drawer, 2 DO, 36x36x22 | 1 | CC | Standing height under counter base cabinet with an adjustable shelf and a full width drawer above solid hinged doors. Also referred to as a combination cabinet or a drawer and cupboard cabinet. For general purpose use throughout the facility.
C04P0 | Cabinet, Sink, U/C/B, 2 Door, 36x36x22 | 1 | CC | Standing height under counter base sink cabinet with solid hinged doors. Also referred to as a double-door sink cabinet. For general purpose use throughout the facility where a sink is to be used. Coordinate actual clear cabinet dimension with the actual outside dimension of sink that is specified to ensure that they are compatible.
CE090 | Cabinet, W/H, 2 SH, 2 GDO, Sloping Top, 41x36x16 | 2 | CC | Wall hung cabinet with two adjustable shelves, framed-glass hinged doors, and sloping top. Also referred to as a framed-glass hinged double door wall case. For general purpose use throughout the facility.
CT020 | Countertop, Solid Surface | 2 | CC | A solid, nonporous countertop with a smooth seamless appearance. Easy to clean and maintain and with proper cleaning does not support the growth of mold. An acrylic-based solid surface product. Standard thickness of 1", and a 4" butt backsplash/curb. Also referred to as a work surface or work top. Available in a choice of colors and depths. Used in lab and other hospital areas requiring optimum physical and chemical resisting properties.
CT025 | Countertop, Solid Surface with Sink Combination | 1 | CC | A solid, nonporous countertop approximately 36"W x 22"D with a undercounter sink combination. The countertop is an acrylic-based solid surface product with a standard thickness of 1", and a 4" butt backsplash/curb. Surfaces will be easy to clean and maintain. Also referred to as a work surface or work top with sink. Available in a choice of colors, depths and sink shapes. Used for various applications in patient rooms, restrooms and throughout the facility. Usually a part of a casework interior design program. Unit does not include the drain and faucet.
E0945 | Cart, Computer, Mobile | 1 | VV | A mobile computer cart for use throughout the facility. The cart dimensions will be approximately 45" H x 30" W x 22" D with casters. May include drawers and miscellaneous other accessories that will be determined at time of purchase. This Typical may include: 1 Cart Body, w/Computer Support, Style-A Narrow, w/Raised Edge Top 1 Flip-Up Shelf 1 Sharps Container Holder 1 Wastebasket 1 Chart Holder 2 Drawers, 3"H 2 Drawers, 6"H 3 Accessory Rail, Side Drawer Organizer Bins
E0948 | Cart, General Storage, Mobile, 42"H x 32"W x 22"D | 1 | VV | THIS TYPICAL INCLUDES: 1 Cart Body, Style-A Narrow, w/Raised Edge Top 2 Drawers, 3" H 4 Drawers, 6" H 1 Accessory Rail, Side Drawer Organizer Bins
F0205 | Chair, Side With Arms | 1 | VV | Upholstered side chair, 32" high X 21" wide X 23" deep with arms, padded seats and padded backs. Seat height is a minimum of 17". Available with or without sled base.
F0340 | Stool, Self Adjusting | 2 | VV | Self adjusting stool. Consists of a foam padded upholstered seat with attached foot rest for added comfort. Mounted on swivel casters. Designed for doctor's use during examinations.
F2000 | Basket, Wastepaper, Fire Resistant | 2 | VV | Wastepaper basket, fire resistant, approximately 40 quart capacity. This unit is used to collect and temporarily store small quantities of paper refuse in patient rooms, administrative areas and nursing stations. Size and shape varies depending on the application and manufacturer selected.
F2017 | Waste Receptacle, 24 GAL | 2 | VV | Rectangular steel waste receptacle with step-on lid and 24 gallon capacity. The receptacle is used to collect and temporarily store small quantities of paper refuse. Can be used in restrooms, patient areas, laboratories, pharmacies, etc.
F3200 | Clock, Battery, 12" Diameter | 2 | VV | Clock, 12" diameter. Round surface, easy to read numbers with sweep second hand. Wall mounted unit for use when impractical to install a fully synchronized clock system. Battery operated, (batteries not included).
G0144 | Ergometer, Recumbent Stepper | 2 | VV | Seated stepping ergometer for total body, arms and/or legs low impact conditioning. The unit features a closed kinetic chain action which combines reciprocal stepping and arm action. The arm settings and seat are adjustable. A battery operated performance computer allows for adjusting workload level. The unit has a heavy duty steel frame construction with low-density plastic covers.
G1043 | Ergometer, Recumbent Bicycle, Computer Assisted | 1 | VV | Computer assisted recumbent bicycle aerobic trainer. The trainer provides aerobic workouts on a computer controlled and monitored recumbent bicycle ergometer. The ergometer has several training routines and intensities which either the exerciser or a therapist can select. The unit display provides a readout of work accomplished as well as graphics to motivate the exerciser. Many models offer optional heart rate monitoring and wheels for easy mobility. Depending on the manufacturer and model, the computer is powered by the exerciser or an external source. The database electrical requirements are for those units requiring electrical power. The trainer is used for cardio-respiratory development in a gym or the exercise area of Physical Therapy.
M0515 | Television, HD, 40" Class | 2 | VV | High definition (HDTV) multimedia flat panel LED 40" class display television. The TV will have a 16:9 wide screen aspect ratio, minimum of 1920 x 1080 display resolution, digital tuner, minimum refresh rate of 60Hz, minimum of two HDMI ports and 1 USB port ENERGY STAR certified.
M1801 | Computer, Microprocessing, w/Flat Panel Monitor | 2 | VV | Desk top microprocessing computer. The unit shall consist of a central processing mini tower, flat panel monitor, keyboard, mouse and speakers. The system shall have the following minimum characteristics: a 2.8 GHz Pentium processor; 512 MB memory; 80GB hard drive; 32/48x CD-ROMDVD combo; 1.44MB network interface card; video 32 MB NVIDIA; a 18 inch flat panel monitor. The computer is used throughout the facility to input, manipulate and retrieve information.
M1825 | Printer, Computer | 1 | VV | High resolution computer printer with a variety of type styles and sheet/envelope feeder trays. Database information reflects network ready, medium duty office style laser printers. Other types of printers (bubble jet, dot matrix, line or plotter) as well as light or heavy use capabilities are available.
M2055 | Shelving, Storage, Wire, CRS, w/Adjustable Shelves | 2 | VV | Stationary, wire, shelving unit. Unit has fully adjustable shelves constructed of stainless steel. For use in general purpose storage areas. Shelving is provided in various sizes and configurations. Price provided is for a unit approximately 74"H x 18"D x 48"W with four shelves.
M3070 | Hamper, Linen, Mobile, w/Lid | 2 | VV | Mobile linen hamper with hand or foot operated lid. Made of heavy tubular stainless steel with heavy gauge welded steel platform. Holds 25" hamper bags. Mounted on ball bearing casters. For linen transport in hospitals and clinics.
M8077 | Lift, Patient, Mobile, Non-Powered, Sit to Stand | 2 | VV | Mobile, non-powered patient transfer device that can support a minimum of 400 lbs. Device should consist of a patient foot plate, knee pads, support straps, heavy duty locking casters and handle bar for stability.
M8115 | Conditioner, Cold Treatment Pack | 1 | VV | Refrigeration unit for twelve cold therapy packs. Unit features thermostatic temperature control, automatic defrosting and refrigeration grade insulation. Interior chamber is designed to facilitate periodic cleaning. Smaller capacity models are available.
M8120 | Therapy Unit, Hydroculator | 1 | VV | Moist Heat Therapy Unit, also referred as a Hydrocollator Heating Unit, are used to apply effective heat to hot packs used in moist heat therapy. Unit is supplied ready for immediate use and requires no special plumbing. Unit features: stainless steel insulated wall, thermostatically controlled, casters ( mobile units only), and standard size Hot Packs. Other unit sizes and accessories (variety of hot packs, tongs, side table rack, etc.) are available.
M8133 | Ergometer, Upper Body | 2 | VV | Ergometer for measuring upper body exertion during an exercise regimen. The unit consists of a seat and a hand crank mechanism at shoulder height. The unit is used for physical rehabilitation protocols and stress testing. The unit quantifiably measures the effort exerted by the patient.
M8145 | Exerciser, Staircase, Convertible | 1 | VV | Convertible exercise staircase. Staircase is sturdily built in two sections permitting a corner type or straight type arrangement. It consists of steps 30-36" wide and a square platform. It includes handrails to accommodate both children and adults. Both steps and platform are covered with non-slip tread.
M8150 | Exerciser, Ramp and Curbs | 1 | VV | Heavily constructed ramp and curbs exerciser. Unit includes three wide, deep curbs which are 2", 4" and 6" high. The ramp section is also deep and wide and rises gradually from 1/2" to 8" high. The end portion of the ramp section is an 8" high platform which the curb sections meet. The curbs and ramp have a sure-grip, long wearing, non-slip surface. The exerciser is used for training in walking techniques as well as balance.
M8210 | Cart, Weight, Physical Therapy, w/Weights | 1 | VV | Physical therapy weight cart equipped with weights, two storage shelves, and racks to store dumbbells. Unit is constructed of quality hardwood and mounted on 4 heavy-duty casters. Used for storage of weights.
M8230 | Board, Light, Interactive Touch, Physical Therapy | 1 | VV | An interactive touch wall consisting of 64 lights to provide visual stimulus and reaction time, hand-eye-foot coordination and training in velocity and jump power. The unit includes a built-in display allowing an exact evaluation of reaction time. Frame is stainless steel with multicolored touch buttons and a integrated control unit in the frame. Used in physical therapy and fitness training.
M8240 | Parallel Bars, Physical Therapy | 2 | VV | Physical therapy parallel bars. Unit can have manual or electrically powered adjustments. Bar height is adjustable from 25" to 40" and the bar width is adjustable from 16" to 25". Hand rails are chrome plated 1-1/2" steel tubing. Walking aisle is a minimum of 24" wide and finished in natural wood or covered with vinyl matting. Database information reflects 10' or 12' bar length electrically powered units.
M8250 | Mat, Exercise | 2 | VV | Exercise mat. Mat is filled with 2" resilient antibacterial foam. Handles are provided for hanging or transporting. Used in physical therapy.
M8270 | Rack, Pack, Hot/Cold, Wall Mounted | 1 | VV | Wall mounted hot/cold pack rack. Unit is a stainless steel rack used to store and dry cold packs.
M8275 | Pulley, Triplex | 1 | VC | Triplex pulley for physical therapy use. Unit consists of two handles at chest level, two handles at the floor, and two handles suspended from the ceiling. Unit features 20 to 27 pounds of adjustable weights.
M8305 | Platform, Exercise, w/Mat, Powered | 1 | VV | Exercise platform with power height adjustment. The platform rests on one or two pedestal bases which contain the power mechanism for adjusting the table height. The platform top or removable mattress is covered with heavy duty, nylon-reinforced vinyl for durability. The adjustable height feature is designed to accommodate patients who have difficulty sitting or transferring from a wheelchair as well as providing an optimal working height for the physical therapist once the patient is on the table. Larger and smaller units as well as manual crank platform tables are available.
P3100 | Lavatory, Vitreous China, Slab Type | 1 | CC | Wall mounted, slab type, vitreous china, lavatory (approximate bowl size 7"x15"x10") with: faucet holes on 4" centers; gooseneck spout; wrist blade handles; and grid strainer. It shall be suitable for use in clinics, offices, washrooms or patient care area.
R2202 | Fountain, Water, CRS, Wall Mounted, Handicap | 2 | CC | Drinking water fountain. This unit is semi-recessed and wall mounted at handicap level with an air cooled compressor. The unit provides easy access with push-bar/button. The unit provides cool drinking water in hospitals and commercial office buildings to include access by handicapped persons.
2 - ISC52 - AC / OP PT Wheelchair Fitting Room, SCI | 2 - ISC52 - AC / OP PT Wheelchair Fitting Room, SCI | 2 - ISC52 - AC / OP PT Wheelchair Fitting Room, SCI | 2 - ISC52 - AC / OP PT Wheelchair Fitting Room, SCI | 2 - ISC52 - AC / OP PT Wheelchair Fitting Room, SCI
JSN | NAME | QTY | ACQ/INS | DESCRIPTION
F0230 | Chair, Drafting, Rotary | 1 | VV | Drafting chair approximately 47" high X 20" wide X 20" deep with rotary stool and a 5 (five) star base with casters. Padded seat and back. Foot ring adjusts with chair.
M2055 | Shelving, Storage, Wire, CRS, w/Adjustable Shelves | 1 | VV | Stationary, wire, shelving unit. Unit has fully adjustable shelves constructed of stainless steel. For use in general purpose storage areas. Shelving is provided in various sizes and configurations. Price provided is for a unit approximately 74"H x 18"D x 48"W with four shelves.
M8085 | Lift, Patient, Electric, 600 Lb Cap, Bariatric | 1 | VC | A battery powered patient lift with an adjustable U shaped base and a minimum of 600 pound capacity for bariatric use. Unit comes with a battery charger. The unit is mounted on locking ball bearing casters for safety and stability and may require specialized slings. The database height refers to fully extended lifting arms. Designed for patient lifting and movement.
P3000 | Lavatory, Vitreous China, Straight Back | 1 | CC | Wall mounted, vitreous china lavatory (approximate bowl size 7"x15"x10") with: straight-front apron, straight or contoured back; faucet holes on 4" centers; gooseneck spout; wrist blade handles; and grid strainer. It shall be suitable for use in clinics, offices, washrooms or patient care areas.
P4700 | Sink, Mop, Molded Stone | 1 | CC | Mop service sink approximately 10"H x 36"W x 24"D. Also called a mop service basin and a mop receptor. Unit is made of molded stone and is a one piece item. It shall include a service faucet hose, hose bracket and mop hanger. Used in utility rooms for cleaning mops and floor cleaning equipment.
T0801 | Workbench, Electric, Pedestal Base | 1 | VV | Electrical workbench approximately 34" H x 72" W x 36" D. Characteristics/components include butcher block maple top; with two drawer or door pedestals and an electronic riser wiring kit. This workbench is used in wood and metal workshops. Workbench is a mix and match construction and can be configured to end users needs.
T1000 | Cabinet, Tool, Mobile, With Mechanics Tool Chest | 1 | VV | Tool cabinet and chest. Characteristics/components include: a mobile tool cabinet with 5 inch casters; shall have a minimum of 7 tamper-proof drawers; and have an internal drawer locking system that prevents unintentional drawer openings. The mechanics tool chest shall be capable of sitting on top of the mobile tool cabinet. It shall have a minimum of 10 tamper-proof drawers and have an internal drawer locking system that prevents unintentional drawer opening. All drawers shall lock automatically when the lid is closed. Shall have a partitioned top till that holds the lift-out trays equipped with socket dividers.
T4000 | Hoist, Chain, 1/2 Ton Capacity, 7 Foot Lift | 1 | VV | Chain hoist. Characteristics/components include minimum 1/2 ton capacity; trolley that can be used with any hook suspended hoist; and a hoist that features a hardened load chain for optimum strength, flexibility and long wear.
3 - ISC54 - AC / OP PT Exam / Treatment Room, SCI | 3 - ISC54 - AC / OP PT Exam / Treatment Room, SCI | 3 - ISC54 - AC / OP PT Exam / Treatment Room, SCI | 3 - ISC54 - AC / OP PT Exam / Treatment Room, SCI | 3 - ISC54 - AC / OP PT Exam / Treatment Room, SCI
JSN | NAME | QTY | ACQ/INS | DESCRIPTION
A1010 | Telecommunication Outlet | 2 | VV | Telecommunication outlet location.
A1014 | Telephone, Wall Mounted, 1 Line, With Speaker | 1 | VV | Telephone, wall mounted, 1 line, with speaker.
A1080 | Mirror, Posture, Wall Mounted | 1 | CC | Wall mounted posture mirror. Consists of a 1/4" plate glass in a sturdy corrosion resistant frame with water proof back. For educational and therapy programs.
A1132 | Rail, Accessory Mounting, Length As Required | 1 | VC | Horizontal equipment mounting rail with lock mounting devices capable of; supporting up to 75 pounds each, being repositioned, and mounting and dismounting of equipment without the use of tools (special tools may be required to unlock adapter that was previously locked to the rail). The rail must be capable of supporting medical equipment and accessories normally found in exam or patient rooms. The rail system must be capable of mounting and dismounting equipment without leaving or creating new holes in the finished surface of the wall. The rail system utilizes a series of mounting plates and adapters specific to the device being mounted to the rail. The plate and adapter rail mounting kit must be specified to match the equipment being mounted to the equipment rail.
A5075 | Dispenser, Soap, Disposable | 1 | VV | Disposable soap dispenser. One-handed dispensing operation. Designed to accommodate disposable soap cartridge and valve.
A5082 | Dispenser, Paper Towel, Sensor, Hands Free | 1 | CC | A surface mounted, sensor activated, automatic, roll paper towel dispenser. The unit dispenses a paper towel automatically only when hands are place in position below the dispenser for maximum sanitation and hygiene. May include adjustable settings for sheet length, time delay, and sensor range. Unit is battery operated or with optional AC power adapter.
A5106 | Waste Disposal Unit, Sharps w/Glove Dispenser | 1 | VV | The unit is designed for the disposal of sharps and complies with OSHA guidelines for the handling of sharps. It shall house a 5 quart container and be capable of being mounted on a wall. It shall have a glove dispenser attached. The unit shall be secured by a locked enclosure.
A5145 | Hook, Garment, Double, SS, Surface Mounted | 1 | CC | A surface mounted, satin finish stainless steel, double garment hook. Equipped with a concealed mounting bracket that is secured to a concealed wall plate. For general purpose use throughout the facility to hang various items of apparel.
A5180 | Track, Cubicle, Surface Mounted, With Curtain | 15 | VV | Surface mounted cubicle track, with curtain. Track constructed of thick extruded aluminum. Equipped with self lubricating carriers, beaded drop chain hooks, and flame resistant curtain. To include removable end caps. Designed to be suspended around patient areas where privacy is needed. Price listed is per foot of the track, curtains to be priced per quote.
E0945 | Cart, Computer, Mobile | 1 | VV | A mobile computer cart for use throughout the facility. The cart dimensions will be approximately 45" H x 30" W x 22" D with casters. May include drawers and miscellaneous other accessories that will be determined at time of purchase. This Typical may include: 1 Cart Body, w/Computer Support, Style-A Narrow, w/Raised Edge Top 1 Flip-Up Shelf 1 Sharps Container Holder 1 Wastebasket 1 Chart Holder 2 Drawers, 3"H 2 Drawers, 6"H 3 Accessory Rail, Side Drawer Organizer Bins
E0948 | Cart, General Storage, Mobile, 42"H x 32"W x 22"D | 1 | VV | THIS TYPICAL INCLUDES: 1 Cart Body, Style-A Narrow, w/Raised Edge Top 2 Drawers, 3" H 4 Drawers, 6" H 1 Accessory Rail, Side Drawer Organizer Bins
F0205 | Chair, Side With Arms | 1 | VV | Upholstered side chair, 32" high X 21" wide X 23" deep with arms, padded seats and padded backs. Seat height is a minimum of 17". Available with or without sled base.
F0340 | Stool, Self Adjusting | 1 | VV | Self adjusting stool. Consists of a foam padded upholstered seat with attached foot rest for added comfort. Mounted on swivel casters. Designed for doctor's use during examinations.
F0355 | Footstool, Straight | 1 | VV | Step stool. Used to assist patients getting on and off exam or surgical tables. Fitted with electrically conductive rubber tips.
F2010 | Basket, Wastepaper, Step-On | 1 | VV | "Step-on" wastepaper basket with inner liner and foot petal activated flip top.
F3200 | Clock, Battery, 12" Diameter | 1 | VV | Clock, 12" diameter. Round surface, easy to read numbers with sweep second hand. Wall mounted unit for use when impractical to install a fully synchronized clock system. Battery operated, (batteries not included).
M1801 | Computer, Microprocessing, w/Flat Panel Monitor | 1 | VV | Desk top microprocessing computer. The unit shall consist of a central processing mini tower, flat panel monitor, keyboard, mouse and speakers. The system shall have the following minimum characteristics: a 2.8 GHz Pentium processor; 512 MB memory; 80GB hard drive; 32/48x CD-ROMDVD combo; 1.44MB network interface card; video 32 MB NVIDIA; a 18 inch flat panel monitor. The computer is used throughout the facility to input, manipulate and retrieve information.
M3073 | Container, Biohazard Waste, Step-on, Fire Safe | 1 | VV | A biohazard waste container with a step-on lid. The container will have a capacity of approximately 12 gallons and be made of a fire safe material.
M4100 | Sphygmomanometer, Aneroid, Wall Mounted | 1 | VV | Aneroid sphygmomanometer. Unit is wall mounted and has large graphic dial display for easy reading from all angles. It has a 90 degree (angle) swivel and 10 degree (angle) forward tilt to reduce glare. Unit accuracy is within 1% of reading. Sturdy impact-resistant construction.
M4116 | Monitor, Vital Signs | 1 | VV | Electronic sphygmomanometer. LCD displays non-invasive blood pressure, pulse rate and temperature. Used in hospitals and clinics. Includes an optional mobile stand.
M4200 | Otoscope/Ophthalmoscope, Wall Mounted | 1 | VV | Wall mounted otoscope and ophthalmoscope. Includes 6 foot line cord and plug and accepts and includes two handles. Contains head turn-on/turn-off, built-in speculum tray and 8 foot coiled cords. Unit is designed for use in patient exam rooms.
M4255 | Stand, IV, Adjustable | 1 | VV | Adjustable IV stand with 4-hook arrangement. Stand has stainless steel construction with heavy weight base. It adjusts from 66 inches to 100 inches and is mounted on conductive rubber, ball bearing, swivel casters. Stand is used for administering intravenous solutions.
M4266 | Pump, Volumetric, Infusion, Multiple Line | 1 | VV | Volumetric infusion pump. Pump is self-regulating with automatic sensor and adjustable rate. Equipped with visual and audible alarms and up to 10 hour capacity battery. For the administration of a wide variety of therapeutic agents where precise control is required. Unit provides individual control to IV lines simultaneously.
M4655 | Stretcher, Mobile, CRS, 9 Position | 1 | VV | Mobile stretcher. All corrosion resistant stainless steel construction. It consists of a tubular frame with side rails, a 9-position hydraulic base with pneumatic fowler adjustment, and a 2" pad. Unit is mounted on 8" conductive casters. Designed for patient transport as well as for minor surgical procedures.
M7470 | Light, Surgical, Ceiling, Single, Small | 1 | CC | Ceiling mounted surgical light. Consists of a single lamp head up to 24" in diameter depending on the manufacturer. Unit provides heat filtered, color corrected light. Most lights require a minimum ceiling height of 8 feet 2 inches; check manufacturers' specific recommendations. Light head is in a movable yoke attached to a column hanging from the ceiling. For minor surgery and obstetrical procedures. Physical dimensions refer to the retracted light; one length of the dual swing arm around the center mount for width and depth and the height is the combined lamp head and folded arms height.
M8810 | Stand, Mayo | 1 | VV | Adjustable instrument table. Table is corrosion resistant stainless steel construction and is mounted on two casters with two skid rails. It has telescopic upright adjusts from 39 inches to 60 inches with automatic locking device, and removable 13"x19" instrument tray. Designed for use in operating and procedure rooms.
P3100 | Lavatory, Vitreous China, Slab Type | 1 | CC | Wall mounted, slab type, vitreous china, lavatory (approximate bowl size 7"x15"x10") with: faucet holes on 4" centers; gooseneck spout; wrist blade handles; and grid strainer. It shall be suitable for use in clinics, offices, washrooms or patient care area.
4 - ISC55 - AC / OP Physical Therapist Treatment Station, SCI | 4 - ISC55 - AC / OP Physical Therapist Treatment Station, SCI | 4 - ISC55 - AC / OP Physical Therapist Treatment Station, SCI | 4 - ISC55 - AC / OP Physical Therapist Treatment Station, SCI | 4 - ISC55 - AC / OP Physical Therapist Treatment Station, SCI
JSN | NAME | QTY | ACQ/INS | DESCRIPTION
A1010 | Telecommunication Outlet | 2 | VV | Telecommunication outlet location.
A1015 | Telephone, Desk, Multiple Line | 1 | VV | Telephone, desk, multiple line.
E0123 | Workstation, Straight, Free Standing, 72" W | 1 | VV | This JSN will provide a whole work station typical to quickly plan work in areas in clinical or administrative spaces. There will be a price decrease if typical work stations are used with vertical hanging strips instead of panels. THIS TYPICAL INCLUDES: 4 Standard Solid Panels 2 Panel Connectors, 2-Way Corner 1 Panel-to-Panel Connector 2 Finished End Hardware 1 Cantilevered, Work Surface 2 Lockable Flipper Units 2 Shelf, Storage/Displays 2 Lights 1 Tack board 1 Tool Rail 1 Paper Tray 1 Diagonal Tray 1 Adjustable Keyboard Tray 1 Mobile Pedestal, Box/File
F0275 | Chair, Swivel, High Back | 1 | VV | Highback contemporary swivel chair, 41" high X 23" wide X 23" deep with five (5) caster swivel base and arms. Chair may be used at desks or in conference rooms. Back and seat are foam padded and upholstered with either woven textile fabric or vinyl.
F0420 | Cabinet, Filing, Lateral, Half Height | 1 | VV | Half height two (2) or three (3) drawer lateral filing cabinet, 28" high X 42" wide X 18" deep with recessed handles, locking device and drawer label holders. Drawers are adaptable to either letter or legal size materials.
F2000 | Basket, Wastepaper, Fire Resistant | 1 | VV | Wastepaper basket, fire resistant, approximately 40 quart capacity. This unit is used to collect and temporarily store small quantities of paper refuse in patient rooms, administrative areas and nursing stations. Size and shape varies depending on the application and manufacturer selected.
M1801 | Computer, Microprocessing, w/Flat Panel Monitor | 1 | VV | Desk top microprocessing computer. The unit shall consist of a central processing mini tower, flat panel monitor, keyboard, mouse and speakers. The system shall have the following minimum characteristics: a 2.8 GHz Pentium processor; 512 MB memory; 80GB hard drive; 32/48x CD-ROMDVD combo; 1.44MB network interface card; video 32 MB NVIDIA; a 18 inch flat panel monitor. The computer is used throughout the facility to input, manipulate and retrieve information.
5 - ISC56 - AC / OP PT Full Body Immersion Tank, SCI | 5 - ISC56 - AC / OP PT Full Body Immersion Tank, SCI | 5 - ISC56 - AC / OP PT Full Body Immersion Tank, SCI | 5 - ISC56 - AC / OP PT Full Body Immersion Tank, SCI | 5 - ISC56 - AC / OP PT Full Body Immersion Tank, SCI
JSN | NAME | QTY | ACQ/INS | DESCRIPTION
A1010 | Telecommunication Outlet | 1 | VV | Telecommunication outlet location.
A1014 | Telephone, Wall Mounted, 1 Line, With Speaker | 1 | VV | Telephone, wall mounted, 1 line, with speaker.
A5075 | Dispenser, Soap, Disposable | 1 | VV | Disposable soap dispenser. One-handed dispensing operation. Designed to accommodate disposable soap cartridge and valve.
A5080 | Dispenser, Paper Towel, SS, Surface Mounted | 1 | CC | A surface mounted, satin finish stainless steel, single-fold, paper towel dispenser. Dispenser features: tumbler lock; front hinged at bottom; and refill indicator slot. Minimum capacity 400 single-fold paper towels. For general purpose use throughout the facility.
A5106 | Waste Disposal Unit, Sharps w/Glove Dispenser | 1 | VV | The unit is designed for the disposal of sharps and complies with OSHA guidelines for the handling of sharps. It shall house a 5 quart container and be capable of being mounted on a wall. It shall have a glove dispenser attached. The unit shall be secured by a locked enclosure.
A5145 | Hook, Garment, Double, SS, Surface Mounted | 3 | CC | A surface mounted, satin finish stainless steel, double garment hook. Equipped with a concealed mounting bracket that is secured to a concealed wall plate. For general purpose use throughout the facility to hang various items of apparel.
A5180 | Track, Cubicle, Surface Mounted, With Curtain | 45 | VV | Surface mounted cubicle track, with curtain. Track constructed of thick extruded aluminum. Equipped with self lubricating carriers, beaded drop chain hooks, and flame resistant curtain. To include removable end caps. Designed to be suspended around patient areas where privacy is needed. Price listed is per foot of the track, curtains to be priced per quote.
C03E0 | Cabinet, U/C/B, 1 Shelf, 1 Drawer, 2 DO, 36x30x22 | 2 | CC | Standing height under counter base cabinet with an adjustable shelf and a full width drawer above solid hinged doors. Also referred to as a combination cabinet or a drawer and cupboard cabinet. For general purpose use throughout the facility.
C03P0 | Cabinet, Sink, U/C/B, 2 Door, 30" W | 1 | CC | Standing height under counter base sink cabinet. 36" H x 30" W x 22" D with two solid hinged doors. Also referred to as a double-door sink cabinet. For general purpose use throughout the facility where a sink is to be used. Coordinate actual clear cabinet dimension with the actual outside dimension of sink that is specified to ensure that they are compatible.
CE030 | Cabinet, W/H, 2 SH, 2 GDO, Sloping Top, 38x30x13 | 3 | CC | Wall hung cabinet with two adjustable shelves, framed-glass hinged doors, and sloping top. Also referred to as a framed-glass hinged double door wall case. For general purpose use throughout the facility.
CS140 | Sink, SS, Single Compartment, 10x14x16 ID | 1 | CC | Single compartment stainless steel sink, drop-in, self-rimming, ledge-type, connected with a drain and provided with a mixing faucet. It shall also be provided with punched fixture holes on 4" center, integral back ledge to accommodate deck-mounted fixtures, brushed/polished interior and top surfaces, and sound deadened. Recommended for use in suspended or U/C/B sink cabinets having a high plastic laminate or Chemsurf laminate countertop/work surface. Coordinate actual outside sink dimensions with the actual clear dimension of cabinet specified to ensure that they are compatible. For general purpose use throughout the facility.
CT030 | Countertop, High Pressure Laminate | 10 | CC | High pressure laminate countertop (composition of wood particle core with plastic laminate surface) having a hard smooth surface finish, standard thickness of 1", and a 4" butt backsplash/curb. Also referred to as a work surface or work top. Available in a wide choice of colors, patterns, and depths. Used in general purpose areas requiring a basic work surface arrangement with limited heat resistance and poor chemical resistance. Pricing based upon a 24" depth.
E0210 | Worksurface, w/Overhead Cab, Wall Mtd, 48" W | 1 | VV | THIS TYPICAL INCLUDES: 2 Vertical Hanging Strips 1 Lockable Flipper Unit 1 Shelf, Storage/Display 1 Light 1 Cantilevered Work Surface
E0948 | Cart, General Storage, Mobile, 42"H x 32"W x 22"D | 2 | VV | THIS TYPICAL INCLUDES: 1 Cart Body, Style-A Narrow, w/Raised Edge Top 2 Drawers, 3" H 4 Drawers, 6" H 1 Accessory Rail, Side Drawer Organizer Bins
F0280 | Chair, Swivel, Low Back | 1 | VV | Low back contemporary swivel chair, 37" high X 25" wide X 31" deep with a five (5) caster swivel base, arms and foam padded seat and back upholstered with either woven textile fabric or vinyl.
F0340 | Stool, Self Adjusting | 2 | VV | Self adjusting stool. Consists of a foam padded upholstered seat with attached foot rest for added comfort. Mounted on swivel casters. Designed for doctor's use during examinations.
F0355 | Footstool, Straight | 1 | VV | Step stool. Used to assist patients getting on and off exam or surgical tables. Fitted with electrically conductive rubber tips.
F2000 | Basket, Wastepaper, Fire Resistant | 2 | VV | Wastepaper basket, fire resistant, approximately 40 quart capacity. This unit is used to collect and temporarily store small quantities of paper refuse in patient rooms, administrative areas and nursing stations. Size and shape varies depending on the application and manufacturer selected.
F3200 | Clock, Battery, 12" Diameter | 1 | VV | Clock, 12" diameter. Round surface, easy to read numbers with sweep second hand. Wall mounted unit for use when impractical to install a fully synchronized clock system. Battery operated, (batteries not included).
M0750 | Flowmeter, Air, Connect w/50 PSI Supply | 1 | VV | Air flowmeter. Unit has a stainless steel needle valve with clear flowtube for connection to 50 PSI air outlet from central pipeline system. Requires the appropriate adapter for connection to the wall outlet and fitting to connect to tubing. Database prices reflect fittings with an attached DISS power outlet. Other outlet and adapter configurations are available.
M0755 | Flowmeter, Oxygen, Low Flow | 3 | VV | Oxygen flowmeter. Consists of a clear crystal flowtube calibrated to 3.5 or 8 LPM depending on manufacturer. For oxygen regulation in hospital settings. Database pricing includes DISS fitting and DISS power outlet and wall adapter. Other fitting and adapter configurations are available.
M0765 | Regulator, Vacuum | 3 | VV | Vacuum pressure regulator for connection to central piped vacuum system. Standard display scale is graduated at least from 0 to 200 mm Hg of vacuum. Displays on specialized regulators may cover other vacuum ranges. Regulator type (continuous, intermittent, continuous/intermittent, surgical, pediatric, thoracic, etc.) as required. To be used in delivery, neonatal, pediatrics or any area where suction is required. Database pricing reflects continuous regulators graduated to 200 mm Hg with a full line vacuum selection switch and DISS configured inlets and outlets.
M1620 | Holder, Chart, Patient, Wall or Door Mounted | 1 | VV | Wall or door mounted patient chart holder. Constructed of durable plastic or metal. Used for holding patient records. Size as required.
M1801 | Computer, Microprocessing, w/Flat Panel Monitor | 1 | VV | Desk top microprocessing computer. The unit shall consist of a central processing mini tower, flat panel monitor, keyboard, mouse and speakers. The system shall have the following minimum characteristics: a 2.8 GHz Pentium processor; 512 MB memory; 80GB hard drive; 32/48x CD-ROMDVD combo; 1.44MB network interface card; video 32 MB NVIDIA; a 18 inch flat panel monitor. The computer is used throughout the facility to input, manipulate and retrieve information.
M1825 | Printer, Computer | 1 | VV | High resolution computer printer with a variety of type styles and sheet/envelope feeder trays. Database information reflects network ready, medium duty office style laser printers. Other types of printers (bubble jet, dot matrix, line or plotter) as well as light or heavy use capabilities are available.
M3070 | Hamper, Linen, Mobile, w/Lid | 1 | VV | Mobile linen hamper with hand or foot operated lid. Made of heavy tubular stainless steel with heavy gauge welded steel platform. Holds 25" hamper bags. Mounted on ball bearing casters. For linen transport in hospitals and clinics.
M3072 | Frame, Infectious Waste Bag w/Lid | 1 | VV | Frame for an infectious waste collection bag. Made of heavy tubular stainless steel with heavy gauge welded steel platform. Adjust to hold 18" or 25" trash bags. Mounted on ball bearing casters and includes permanently mounted hinged lid. Provides means of bagging infectious waste at point of waste generation.
M8000 | Shower Trolley System, Complete | 1 | CC | Shall be a hydraulically height-adjustable shower trolley for patient transfer and shower. It shall be approximately 77" long x 30" wide with minimum height adjustments range between 23 - 33". It shall have a minimum lift capacity of 330 pounds. Casters shall be a minimum of 4" with wheel locking brakes. Shower Trolley may be configured to work manually or with a battery/electric height adjustment. The unit shall come complete with a wall panel that includes a patient shower and disinfection system, thermostatic mixer and temperature gauge and a stainless steel flush sink.
M8055 | Whirlpool, Leg, Floor Mounted | 1 | CC | Floor mounted leg whirlpool. The whirlpool consists of a heavy gauge stainless steel leak proof tank, an electric turbine ejector and aerator, a dial inside thermometer, hand grips, a drain valve and a thermostatic water mixing console. The unit is used for leg whirlpool treatments. The database weight figure is for a filled tank.
M8065 | Chair, Whirlpool, Adjustable | 2 | VV | Patient whirlpool treatment chair. Constructed of chrome plated steel with non-slip rubber tipped legs and locking casters. Adjustable height. For use with a leg, arm or combination arm/leg treatment tank.
P2450 | Valve, Mixing, Thermostatic | 2 | CC | Thermostatic mixing valve with washout hose. Used with portable whirlpool equipment. Thermostatic valve is used to maintain temperature between 70 and 110 degree Fahrenheit, with a flow rate of 20 gallons a minute. The washout hose assembly is used to wash out tanks after treatment. Used in physical therapy department to provide comfortable water temperature for patient treatments.
R5135 | Freezer, Undercounter, 5 Cubic Feet | 1 | VV | Under counter freezer. This unit features space-saving thin-wall construction and has the flexibility of being built with existing cabinets, installed under-counter without top or custom-finished to specifications. This unit is a general purpose laboratory freezer.
6 - ISC57 - AC / OP PT Arm Hip & Leg Whirlpool, SCI | 6 - ISC57 - AC / OP PT Arm Hip & Leg Whirlpool, SCI | 6 - ISC57 - AC / OP PT Arm Hip & Leg Whirlpool, SCI | 6 - ISC57 - AC / OP PT Arm Hip & Leg Whirlpool, SCI | 6 - ISC57 - AC / OP PT Arm Hip & Leg Whirlpool, SCI
JSN | NAME | QTY | ACQ/INS | DESCRIPTION
A1010 | Telecommunication Outlet | 1 | VV | Telecommunication outlet location.
A1014 | Telephone, Wall Mounted, 1 Line, With Speaker | 1 | VV | Telephone, wall mounted, 1 line, with speaker.
A5075 | Dispenser, Soap, Disposable | 1 | VV | Disposable soap dispenser. One-handed dispensing operation. Designed to accommodate disposable soap cartridge and valve.
A5080 | Dispenser, Paper Towel, SS, Surface Mounted | 1 | CC | A surface mounted, satin finish stainless steel, single-fold, paper towel dispenser. Dispenser features: tumbler lock; front hinged at bottom; and refill indicator slot. Minimum capacity 400 single-fold paper towels. For general purpose use throughout the facility.
A5106 | Waste Disposal Unit, Sharps w/Glove Dispenser | 1 | VV | The unit is designed for the disposal of sharps and complies with OSHA guidelines for the handling of sharps. It shall house a 5 quart container and be capable of being mounted on a wall. It shall have a glove dispenser attached. The unit shall be secured by a locked enclosure.
A5145 | Hook, Garment, Double, SS, Surface Mounted | 3 | CC | A surface mounted, satin finish stainless steel, double garment hook. Equipped with a concealed mounting bracket that is secured to a concealed wall plate. For general purpose use throughout the facility to hang various items of apparel.
A5180 | Track, Cubicle, Surface Mounted, With Curtain | 1 | VV | Surface mounted cubicle track, with curtain. Track constructed of thick extruded aluminum. Equipped with self lubricating carriers, beaded drop chain hooks, and flame resistant curtain. To include removable end caps. Designed to be suspended around patient areas where privacy is needed. Price listed is per foot of the track, curtains to be priced per quote.
C03E0 | Cabinet, U/C/B, 1 Shelf, 1 Drawer, 2 DO, 36x30x22 | 2 | CC | Standing height under counter base cabinet with an adjustable shelf and a full width drawer above solid hinged doors. Also referred to as a combination cabinet or a drawer and cupboard cabinet. For general purpose use throughout the facility.
C03P0 | Cabinet, Sink, U/C/B, 2 Door, 30" W | 1 | CC | Standing height under counter base sink cabinet. 36" H x 30" W x 22" D with two solid hinged doors. Also referred to as a double-door sink cabinet. For general purpose use throughout the facility where a sink is to be used. Coordinate actual clear cabinet dimension with the actual outside dimension of sink that is specified to ensure that they are compatible.
CE030 | Cabinet, W/H, 2 SH, 2 GDO, Sloping Top, 38x30x13 | 3 | CC | Wall hung cabinet with two adjustable shelves, framed-glass hinged doors, and sloping top. Also referred to as a framed-glass hinged double door wall case. For general purpose use throughout the facility.
CS140 | Sink, SS, Single Compartment, 10x14x16 ID | 1 | CC | Single compartment stainless steel sink, drop-in, self-rimming, ledge-type, connected with a drain and provided with a mixing faucet. It shall also be provided with punched fixture holes on 4" center, integral back ledge to accommodate deck-mounted fixtures, brushed/polished interior and top surfaces, and sound deadened. Recommended for use in suspended or U/C/B sink cabinets having a high plastic laminate or Chemsurf laminate countertop/work surface. Coordinate actual outside sink dimensions with the actual clear dimension of cabinet specified to ensure that they are compatible. For general purpose use throughout the facility.
CT030 | Countertop, High Pressure Laminate | 10 | CC | High pressure laminate countertop (composition of wood particle core with plastic laminate surface) having a hard smooth surface finish, standard thickness of 1", and a 4" butt backsplash/curb. Also referred to as a work surface or work top. Available in a wide choice of colors, patterns, and depths. Used in general purpose areas requiring a basic work surface arrangement with limited heat resistance and poor chemical resistance. Pricing based upon a 24" depth.
E0210 | Worksurface, w/Overhead Cab, Wall Mtd, 48" W | 1 | VV | THIS TYPICAL INCLUDES: 2 Vertical Hanging Strips 1 Lockable Flipper Unit 1 Shelf, Storage/Display 1 Light 1 Cantilevered Work Surface
E0948 | Cart, General Storage, Mobile, 42"H x 32"W x 22"D | 2 | VV | THIS TYPICAL INCLUDES: 1 Cart Body, Style-A Narrow, w/Raised Edge Top 2 Drawers, 3" H 4 Drawers, 6" H 1 Accessory Rail, Side Drawer Organizer Bins
F0280 | Chair, Swivel, Low Back | 1 | VV | Low back contemporary swivel chair, 37" high X 25" wide X 31" deep with a five (5) caster swivel base, arms and foam padded seat and back upholstered with either woven textile fabric or vinyl.
F0340 | Stool, Self Adjusting | 2 | VV | Self adjusting stool. Consists of a foam padded upholstered seat with attached foot rest for added comfort. Mounted on swivel casters. Designed for doctor's use during examinations.
F0355 | Footstool, Straight | 1 | VV | Step stool. Used to assist patients getting on and off exam or surgical tables. Fitted with electrically conductive rubber tips.
F2000 | Basket, Wastepaper, Fire Resistant | 2 | VV | Wastepaper basket, fire resistant, approximately 40 quart capacity. This unit is used to collect and temporarily store small quantities of paper refuse in patient rooms, administrative areas and nursing stations. Size and shape varies depending on the application and manufacturer selected.
F3200 | Clock, Battery, 12" Diameter | 1 | VV | Clock, 12" diameter. Round surface, easy to read numbers with sweep second hand. Wall mounted unit for use when impractical to install a fully synchronized clock system. Battery operated, (batteries not included).
M0750 | Flowmeter, Air, Connect w/50 PSI Supply | 1 | VV | Air flowmeter. Unit has a stainless steel needle valve with clear flowtube for connection to 50 PSI air outlet from central pipeline system. Requires the appropriate adapter for connection to the wall outlet and fitting to connect to tubing. Database prices reflect fittings with an attached DISS power outlet. Other outlet and adapter configurations are available.
M0755 | Flowmeter, Oxygen, Low Flow | 3 | VV | Oxygen flowmeter. Consists of a clear crystal flowtube calibrated to 3.5 or 8 LPM depending on manufacturer. For oxygen regulation in hospital settings. Database pricing includes DISS fitting and DISS power outlet and wall adapter. Other fitting and adapter configurations are available.
M0765 | Regulator, Vacuum | 3 | VV | Vacuum pressure regulator for connection to central piped vacuum system. Standard display scale is graduated at least from 0 to 200 mm Hg of vacuum. Displays on specialized regulators may cover other vacuum ranges. Regulator type (continuous, intermittent, continuous/intermittent, surgical, pediatric, thoracic, etc.) as required. To be used in delivery, neonatal, pediatrics or any area where suction is required. Database pricing reflects continuous regulators graduated to 200 mm Hg with a full line vacuum selection switch and DISS configured inlets and outlets.
M1620 | Holder, Chart, Patient, Wall or Door Mounted | 1 | VV | Wall or door mounted patient chart holder. Constructed of durable plastic or metal. Used for holding patient records. Size as required.
M1801 | Computer, Microprocessing, w/Flat Panel Monitor | 1 | VV | Desk top microprocessing computer. The unit shall consist of a central processing mini tower, flat panel monitor, keyboard, mouse and speakers. The system shall have the following minimum characteristics: a 2.8 GHz Pentium processor; 512 MB memory; 80GB hard drive; 32/48x CD-ROMDVD combo; 1.44MB network interface card; video 32 MB NVIDIA; a 18 inch flat panel monitor. The computer is used throughout the facility to input, manipulate and retrieve information.
M1825 | Printer, Computer | 1 | VV | High resolution computer printer with a variety of type styles and sheet/envelope feeder trays. Database information reflects network ready, medium duty office style laser printers. Other types of printers (bubble jet, dot matrix, line or plotter) as well as light or heavy use capabilities are available.
M3070 | Hamper, Linen, Mobile, w/Lid | 1 | VV | Mobile linen hamper with hand or foot operated lid. Made of heavy tubular stainless steel with heavy gauge welded steel platform. Holds 25" hamper bags. Mounted on ball bearing casters. For linen transport in hospitals and clinics.
M3072 | Frame, Infectious Waste Bag w/Lid | 1 | VV | Frame for an infectious waste collection bag. Made of heavy tubular stainless steel with heavy gauge welded steel platform. Adjust to hold 18" or 25" trash bags. Mounted on ball bearing casters and includes permanently mounted hinged lid. Provides means of bagging infectious waste at point of waste generation.
M8000 | Shower Trolley System, Complete | 1 | CC | Shall be a hydraulically height-adjustable shower trolley for patient transfer and shower. It shall be approximately 77" long x 30" wide with minimum height adjustments range between 23 - 33". It shall have a minimum lift capacity of 330 pounds. Casters shall be a minimum of 4" with wheel locking brakes. Shower Trolley may be configured to work manually or with a battery/electric height adjustment. The unit shall come complete with a wall panel that includes a patient shower and disinfection system, thermostatic mixer and temperature gauge and a stainless steel flush sink.
M8055 | Whirlpool, Leg, Floor Mounted | 1 | CC | Floor mounted leg whirlpool. The whirlpool consists of a heavy gauge stainless steel leak proof tank, an electric turbine ejector and aerator, a dial inside thermometer, hand grips, a drain valve and a thermostatic water mixing console. The unit is used for leg whirlpool treatments. The database weight figure is for a filled tank.
M8065 | Chair, Whirlpool, Adjustable | 2 | VV | Patient whirlpool treatment chair. Constructed of chrome plated steel with non-slip rubber tipped legs and locking casters. Adjustable height. For use with a leg, arm or combination arm/leg treatment tank.
P2450 | Valve, Mixing, Thermostatic | 2 | CC | Thermostatic mixing valve with washout hose. Used with portable whirlpool equipment. Thermostatic valve is used to maintain temperature between 70 and 110 degree Fahrenheit, with a flow rate of 20 gallons a minute. The washout hose assembly is used to wash out tanks after treatment. Used in physical therapy department to provide comfortable water temperature for patient treatments.
R5135 | Freezer, Undercounter, 5 Cubic Feet | 1 | VV | Under counter freezer. This unit features space-saving thin-wall construction and has the flexibility of being built with existing cabinets, installed under-counter without top or custom-finished to specifications. This unit is a general purpose laboratory freezer.
7 - SB737 - SCI AC / OP PT Clean Utility Room, Lgstcs Svc | 7 - SB737 - SCI AC / OP PT Clean Utility Room, Lgstcs Svc | 7 - SB737 - SCI AC / OP PT Clean Utility Room, Lgstcs Svc | 7 - SB737 - SCI AC / OP PT Clean Utility Room, Lgstcs Svc | 7 - SB737 - SCI AC / OP PT Clean Utility Room, Lgstcs Svc
JSN | NAME | QTY | ACQ/INS | DESCRIPTION
E0906 | Locker, Supply, General, Wall Mtd, 23"W x 20"D | 1 | VV | THIS TYPICAL INCLUDES: 1 Wall Mounted Rail 1 Locked Storage Container 2 Tray/Shelves 1 Drawer, 3"H 3 Drawers, 6"H 2 Drawers, 9"H 1 Tray/Shelf Divider Drawer Organizer Bins Consider the need for an E0921 to transport the locker from place to place.
E0912 | Locker, Supply, Med Surg, Wall Mtd | 1 | VV | Medical/Surgical Supply locker, Wall Mounted, approximately 23"W x 20"D. THIS TYPICAL INCLUDES: 1 Wall Mounted Rail 1 Locked Storage Container 4 Tray/Shelves 5 Drawers, 3"H 2 Drawers, 6"H 2 Tray/Shelf Dividers Drawer Organizer Bins Consider the need for an E0921 to transport the locker from place to place.
E1500 | Rail, MOD, W/MNTD, HX144XD | 1 | VV | Wall mounted rail used for hanging (mounting) lockers, shelves and drawers on a wall.
F2000 | Basket, Wastepaper, Fire Resistant | 1 | VV | Wastepaper basket, fire resistant, approximately 40 quart capacity. This unit is used to collect and temporarily store small quantities of paper refuse in patient rooms, administrative areas and nursing stations. Size and shape varies depending on the application and manufacturer selected.
8 - SB743 - SCI AC / OP PT Soiled Utility Room, Lgstcs Svc | 8 - SB743 - SCI AC / OP PT Soiled Utility Room, Lgstcs Svc | 8 - SB743 - SCI AC / OP PT Soiled Utility Room, Lgstcs Svc | 8 - SB743 - SCI AC / OP PT Soiled Utility Room, Lgstcs Svc | 8 - SB743 - SCI AC / OP PT Soiled Utility Room, Lgstcs Svc
JSN | NAME | QTY | ACQ/INS | DESCRIPTION
A1012 | Telephone, Wall Mounted, 1 Line | 1 | VV | Telephone, wall mounted, 1 line.
A5075 | Dispenser, Soap, Disposable | 1 | VV | Disposable soap dispenser. One-handed dispensing operation. Designed to accommodate disposable soap cartridge and valve.
A5077 | Dispenser, Hand Sanitizer, Hands-Free | 1 | VV | A touch free wall-mounted hand sanitizer dispenser. For use throughout a healthcare facility. Unit does not include the sanitizing liquid. Units are battery operated.
A5080 | Dispenser, Paper Towel, SS, Surface Mounted | 1 | CC | A surface mounted, satin finish stainless steel, single-fold, paper towel dispenser. Dispenser features: tumbler lock; front hinged at bottom; and refill indicator slot. Minimum capacity 400 single-fold paper towels. For general purpose use throughout the facility.
A5106 | Waste Disposal Unit, Sharps w/Glove Dispenser | 1 | VV | The unit is designed for the disposal of sharps and complies with OSHA guidelines for the handling of sharps. It shall house a 5 quart container and be capable of being mounted on a wall. It shall have a glove dispenser attached. The unit shall be secured by a locked enclosure.
C04F0 | Cabinet, U/C/B, 1 Shelf, 2 Half DR, 2 DO, 36x36x22 | 1 | CC | Standing height under counter base cabinet with an adjustable shelf and two half width drawers above solid hinged doors. Also referred to as a combination cabinet or a drawer and cupboard cabinet. For general purpose use throughout the facility.
C05P0 | Cabinet, Sink, U/C/B, 2 Door, 36x48x22 | 1 | CC | Standing height under counter base sink cabinet with solid hinged doors. Also referred to as a double-door sink cabinet. For general purpose use throughout the facility where a sink is to be used. Coordinate actual clear cabinet dimension with the actual outside dimension of sink that is specified to ensure that they are compatible.
CS200 | Sink, SS, Single Compartment, 12x28x16 ID | 1 | CC | Single compartment stainless steel sink, drop-in, self-rimming, ledge-type, connected with a drain and provided with a mixing faucet. It shall also be provided with pre-punched fixture holes on 4" center, integral back ledge to accommodate deck-mounted fixtures, brushed/polished interior and top surfaces, and sound deadened. Recommended for use in suspended or U/C/B sink cabinets having a high plastic laminate or Chemsurf laminate countertop/work surface. Coordinate actual outside sink dimensions with the actual clear dimension of cabinet specified to ensure that they are compatible. For general purpose use throughout the facility.
CT050 | Countertop, Stainless Steel | 1 | CC | Stainless steel countertop (composition of heavy-gauge Type No. 304 stainless steel) having a smooth satin finish and integral 4" backsplash/curb. Also referred to as a corrosion-resistant steel work surface or work top. Available in various depths. Used in areas where excellent ease of cleaning, abrasion resistance, bacteria resistance, impact resistance, load capacity and moisture resistance, are of concern. Pricing based upon a 24" depth.
F2020 | Can, Trash, 44 Gallon | 1 | VV | Forty four (44) gallon trash can, 32" high X 24" diameter, with lid. Used to collect and transport refuse from a point of origin to point of disposal (example: from soiled utility or a nursing unit to the trash compactor at housekeeping).
P2000 | Eyewash, Wall Mounted, Hands-Free | 1 | CC | Wall mounted emergency eye wash station. The flow of water from the unit is activated by hand. Upon initiation of water flow the unit will operate hands free to provide streams of water to clear foreign particles or dilute caustic liquids from the eyes in emergency situations. Used in laboratories and areas of the hospital where employees are subject to foreign bodies or liquid material to the eyes.
P2450 | Valve, Mixing, Thermostatic | 1 | CC | Thermostatic mixing valve with washout hose. Used with portable whirlpool equipment. Thermostatic valve is used to maintain temperature between 70 and 110 degree Fahrenheit, with a flow rate of 20 gallons a minute. The washout hose assembly is used to wash out tanks after treatment. Used in physical therapy department to provide comfortable water temperature for patient treatments.
P3100 | Lavatory, Vitreous China, Slab Type | 1 | CC | Wall mounted, slab type, vitreous china, lavatory (approximate bowl size 7"x15"x10") with: faucet holes on 4" centers; gooseneck spout; wrist blade handles; and grid strainer. It shall be suitable for use in clinics, offices, washrooms or patient care area.
9 - ISC58 - AC / OP PT Exoskeleton Storage Room, SCI | 9 - ISC58 - AC / OP PT Exoskeleton Storage Room, SCI | 9 - ISC58 - AC / OP PT Exoskeleton Storage Room, SCI | 9 - ISC58 - AC / OP PT Exoskeleton Storage Room, SCI | 9 - ISC58 - AC / OP PT Exoskeleton Storage Room, SCI
JSN | NAME | QTY | ACQ/INS | DESCRIPTION
A1010 | Telecommunication Outlet | 1 | VV | Telecommunication outlet location.
M2055 | Shelving, Storage, Wire, CRS, w/Adjustable Shelves | 4 | VV | Stationary, wire, shelving unit. Unit has fully adjustable shelves constructed of stainless steel. For use in general purpose storage areas. Shelving is provided in various sizes and configurations. Price provided is for a unit approximately 74"H x 18"D x 48"W with four shelves.
10 - ISC59 - AC / OP PT Equipment Storage Room, SCI | 10 - ISC59 - AC / OP PT Equipment Storage Room, SCI | 10 - ISC59 - AC / OP PT Equipment Storage Room, SCI | 10 - ISC59 - AC / OP PT Equipment Storage Room, SCI | 10 - ISC59 - AC / OP PT Equipment Storage Room, SCI
JSN | NAME | QTY | ACQ/INS | DESCRIPTION
A1010 | Telecommunication Outlet | 1 | VV | Telecommunication outlet location.
M2055 | Shelving, Storage, Wire, CRS, w/Adjustable Shelves | 8 | VV | Stationary, wire, shelving unit. Unit has fully adjustable shelves constructed of stainless steel. For use in general purpose storage areas. Shelving is provided in various sizes and configurations. Price provided is for a unit approximately 74"H x 18"D x 48"W with four shelves.
8 - SCI/D CENTER ACUTE CARE / OUTPATIENT KINESIOTHERAPY (AC/OP-KT) AREA | 8 - SCI/D CENTER ACUTE CARE / OUTPATIENT KINESIOTHERAPY (AC/OP-KT) AREA | 8 - SCI/D CENTER ACUTE CARE / OUTPATIENT KINESIOTHERAPY (AC/OP-KT) AREA | 8 - SCI/D CENTER ACUTE CARE / OUTPATIENT KINESIOTHERAPY (AC/OP-KT) AREA | 8 - SCI/D CENTER ACUTE CARE / OUTPATIENT KINESIOTHERAPY (AC/OP-KT) AREA
1 - ISC63 - AC / OP Kinesiotherapy (KT) Room, SCI | 1 - ISC63 - AC / OP Kinesiotherapy (KT) Room, SCI | 1 - ISC63 - AC / OP Kinesiotherapy (KT) Room, SCI | 1 - ISC63 - AC / OP Kinesiotherapy (KT) Room, SCI | 1 - ISC63 - AC / OP Kinesiotherapy (KT) Room, SCI
JSN | NAME | QTY | ACQ/INS | DESCRIPTION
A1014 | Telephone, Wall Mounted, 1 Line, With Speaker | 1 | VV | Telephone, wall mounted, 1 line, with speaker.
A1080 | Mirror, Posture, Wall Mounted | 1 | CC | Wall mounted posture mirror. Consists of a 1/4" plate glass in a sturdy corrosion resistant frame with water proof back. For educational and therapy programs.
A1082 | Mirror, Posture, Mobile | 1 | VV | Mobile single panel full-body mirror constructed of high quality, distortion-free glass with ANSI safety backing. Framed in finished oak laminate frame and base, mounted on two inch diameter swiveling casters.
A5075 | Dispenser, Soap, Disposable | 2 | VV | Disposable soap dispenser. One-handed dispensing operation. Designed to accommodate disposable soap cartridge and valve.
A5077 | Dispenser, Hand Sanitizer, Hands-Free | 2 | VV | A touch free wall-mounted hand sanitizer dispenser. For use throughout a healthcare facility. Unit does not include the sanitizing liquid. Units are battery operated.
A5082 | Dispenser, Paper Towel, Sensor, Hands Free | 2 | CC | A surface mounted, sensor activated, automatic, roll paper towel dispenser. The unit dispenses a paper towel automatically only when hands are place in position below the dispenser for maximum sanitation and hygiene. May include adjustable settings for sheet length, time delay, and sensor range. Unit is battery operated or with optional AC power adapter.
C04E0 | Cabinet, U/C/B, 1 Shelf, 1 Drawer, 2 DO, 36x36x22 | 1 | CC | Standing height under counter base cabinet with an adjustable shelf and a full width drawer above solid hinged doors. Also referred to as a combination cabinet or a drawer and cupboard cabinet. For general purpose use throughout the facility.
C04P0 | Cabinet, Sink, U/C/B, 2 Door, 36x36x22 | 1 | CC | Standing height under counter base sink cabinet with solid hinged doors. Also referred to as a double-door sink cabinet. For general purpose use throughout the facility where a sink is to be used. Coordinate actual clear cabinet dimension with the actual outside dimension of sink that is specified to ensure that they are compatible.
CE090 | Cabinet, W/H, 2 SH, 2 GDO, Sloping Top, 41x36x16 | 1 | CC | Wall hung cabinet with two adjustable shelves, framed-glass hinged doors, and sloping top. Also referred to as a framed-glass hinged double door wall case. For general purpose use throughout the facility.
CT025 | Countertop, Solid Surface with Sink Combination | 1 | CC | A solid, nonporous countertop approximately 36"W x 22"D with a undercounter sink combination. The countertop is an acrylic-based solid surface product with a standard thickness of 1", and a 4" butt backsplash/curb. Surfaces will be easy to clean and maintain. Also referred to as a work surface or work top with sink. Available in a choice of colors, depths and sink shapes. Used for various applications in patient rooms, restrooms and throughout the facility. Usually a part of a casework interior design program. Unit does not include the drain and faucet.
E0948 | Cart, General Storage, Mobile, 42"H x 32"W x 22"D | 1 | VV | THIS TYPICAL INCLUDES: 1 Cart Body, Style-A Narrow, w/Raised Edge Top 2 Drawers, 3" H 4 Drawers, 6" H 1 Accessory Rail, Side Drawer Organizer Bins
F0295 | Chair, Stacking | 1 | VV | Stacking chair, approximately 34" H X 21" W X 24" D. May be stacked up to 20 high depending upon the model selected. These chairs are intended primarily as overflow capacity for conference rooms.
F0340 | Stool, Self Adjusting | 2 | VV | Self adjusting stool. Consists of a foam padded upholstered seat with attached foot rest for added comfort. Mounted on swivel casters. Designed for doctor's use during examinations.
F2000 | Basket, Wastepaper, Fire Resistant | 1 | VV | Wastepaper basket, fire resistant, approximately 40 quart capacity. This unit is used to collect and temporarily store small quantities of paper refuse in patient rooms, administrative areas and nursing stations. Size and shape varies depending on the application and manufacturer selected.
F2017 | Waste Receptacle, 24 GAL | 1 | VV | Rectangular steel waste receptacle with step-on lid and 24 gallon capacity. The receptacle is used to collect and temporarily store small quantities of paper refuse. Can be used in restrooms, patient areas, laboratories, pharmacies, etc.
F3200 | Clock, Battery, 12" Diameter | 1 | VV | Clock, 12" diameter. Round surface, easy to read numbers with sweep second hand. Wall mounted unit for use when impractical to install a fully synchronized clock system. Battery operated, (batteries not included).
G1043 | Ergometer, Recumbent Bicycle, Computer Assisted | 1 | VV | Computer assisted recumbent bicycle aerobic trainer. The trainer provides aerobic workouts on a computer controlled and monitored recumbent bicycle ergometer. The ergometer has several training routines and intensities which either the exerciser or a therapist can select. The unit display provides a readout of work accomplished as well as graphics to motivate the exerciser. Many models offer optional heart rate monitoring and wheels for easy mobility. Depending on the manufacturer and model, the computer is powered by the exerciser or an external source. The database electrical requirements are for those units requiring electrical power. The trainer is used for cardio-respiratory development in a gym or the exercise area of Physical Therapy.
M0515 | Television, HD, 40" Class | 1 | VV | High definition (HDTV) multimedia flat panel LED 40" class display television. The TV will have a 16:9 wide screen aspect ratio, minimum of 1920 x 1080 display resolution, digital tuner, minimum refresh rate of 60Hz, minimum of two HDMI ports and 1 USB port ENERGY STAR certified.
M1825 | Printer, Computer | 1 | VV | High resolution computer printer with a variety of type styles and sheet/envelope feeder trays. Database information reflects network ready, medium duty office style laser printers. Other types of printers (bubble jet, dot matrix, line or plotter) as well as light or heavy use capabilities are available.
M2055 | Shelving, Storage, Wire, CRS, w/Adjustable Shelves | 2 | VV | Stationary, wire, shelving unit. Unit has fully adjustable shelves constructed of stainless steel. For use in general purpose storage areas. Shelving is provided in various sizes and configurations. Price provided is for a unit approximately 74"H x 18"D x 48"W with four shelves.
M3070 | Hamper, Linen, Mobile, w/Lid | 1 | VV | Mobile linen hamper with hand or foot operated lid. Made of heavy tubular stainless steel with heavy gauge welded steel platform. Holds 25" hamper bags. Mounted on ball bearing casters. For linen transport in hospitals and clinics.
M8085 | Lift, Patient, Electric, 600 Lb Cap, Bariatric | 1 | VC | A battery powered patient lift with an adjustable U shaped base and a minimum of 600 pound capacity for bariatric use. Unit comes with a battery charger. The unit is mounted on locking ball bearing casters for safety and stability and may require specialized slings. The database height refers to fully extended lifting arms. Designed for patient lifting and movement.
M8115 | Conditioner, Cold Treatment Pack | 1 | VV | Refrigeration unit for twelve cold therapy packs. Unit features thermostatic temperature control, automatic defrosting and refrigeration grade insulation. Interior chamber is designed to facilitate periodic cleaning. Smaller capacity models are available.
M8120 | Therapy Unit, Hydroculator | 1 | VV | Moist Heat Therapy Unit, also referred as a Hydrocollator Heating Unit, are used to apply effective heat to hot packs used in moist heat therapy. Unit is supplied ready for immediate use and requires no special plumbing. Unit features: stainless steel insulated wall, thermostatically controlled, casters ( mobile units only), and standard size Hot Packs. Other unit sizes and accessories (variety of hot packs, tongs, side table rack, etc.) are available.
M8133 | Ergometer, Upper Body | 1 | VV | Ergometer for measuring upper body exertion during an exercise regimen. The unit consists of a seat and a hand crank mechanism at shoulder height. The unit is used for physical rehabilitation protocols and stress testing. The unit quantifiably measures the effort exerted by the patient.
M8210 | Cart, Weight, Physical Therapy, w/Weights | 2 | VV | Physical therapy weight cart equipped with weights, two storage shelves, and racks to store dumbbells. Unit is constructed of quality hardwood and mounted on 4 heavy-duty casters. Used for storage of weights.
M8240 | Parallel Bars, Physical Therapy | 2 | VV | Physical therapy parallel bars. Unit can have manual or electrically powered adjustments. Bar height is adjustable from 25" to 40" and the bar width is adjustable from 16" to 25". Hand rails are chrome plated 1-1/2" steel tubing. Walking aisle is a minimum of 24" wide and finished in natural wood or covered with vinyl matting. Database information reflects 10' or 12' bar length electrically powered units.
M8250 | Mat, Exercise | 1 | VV | Exercise mat. Mat is filled with 2" resilient antibacterial foam. Handles are provided for hanging or transporting. Used in physical therapy.
M8270 | Rack, Pack, Hot/Cold, Wall Mounted | 1 | VV | Wall mounted hot/cold pack rack. Unit is a stainless steel rack used to store and dry cold packs.
M8275 | Pulley, Triplex | 1 | VC | Triplex pulley for physical therapy use. Unit consists of two handles at chest level, two handles at the floor, and two handles suspended from the ceiling. Unit features 20 to 27 pounds of adjustable weights.
P3100 | Lavatory, Vitreous China, Slab Type | 2 | CC | Wall mounted, slab type, vitreous china, lavatory (approximate bowl size 7"x15"x10") with: faucet holes on 4" centers; gooseneck spout; wrist blade handles; and grid strainer. It shall be suitable for use in clinics, offices, washrooms or patient care area.
R4650 | Ice Maker, Flaked, With Dispenser | 1 | CC | Ice maker dispenser approximately 71" H x 19"D x 24"W. This unit provides flaked ice and cooled water automatically. The unit has a daily capacity up to 650 pounds and a 100 pound capacity stainless steel storage compartment with water station. Unit may be free-standing or counter-mounted, automatic load ice dispenser for food service and healthcare use. The unit is used in healthcare institutions and various commercial food service operations for dispensing ice.
2 - ISC66 - AC / OP Kinesiotherapist Treatment Station, SCI | 2 - ISC66 - AC / OP Kinesiotherapist Treatment Station, SCI | 2 - ISC66 - AC / OP Kinesiotherapist Treatment Station, SCI | 2 - ISC66 - AC / OP Kinesiotherapist Treatment Station, SCI | 2 - ISC66 - AC / OP Kinesiotherapist Treatment Station, SCI
JSN | NAME | QTY | ACQ/INS | DESCRIPTION
A1010 | Telecommunication Outlet | 1 | VV | Telecommunication outlet location.
A1015 | Telephone, Desk, Multiple Line | 1 | VV | Telephone, desk, multiple line.
E0123 | Workstation, Straight, Free Standing, 72" W | 1 | VV | This JSN will provide a whole work station typical to quickly plan work in areas in clinical or administrative spaces. There will be a price decrease if typical work stations are used with vertical hanging strips instead of panels. THIS TYPICAL INCLUDES: 4 Standard Solid Panels 2 Panel Connectors, 2-Way Corner 1 Panel-to-Panel Connector 2 Finished End Hardware 1 Cantilevered, Work Surface 2 Lockable Flipper Units 2 Shelf, Storage/Displays 2 Lights 1 Tack board 1 Tool Rail 1 Paper Tray 1 Diagonal Tray 1 Adjustable Keyboard Tray 1 Mobile Pedestal, Box/File
F0275 | Chair, Swivel, High Back | 1 | VV | Highback contemporary swivel chair, 41" high X 23" wide X 23" deep with five (5) caster swivel base and arms. Chair may be used at desks or in conference rooms. Back and seat are foam padded and upholstered with either woven textile fabric or vinyl.
F0420 | Cabinet, Filing, Lateral, Half Height | 1 | VV | Half height two (2) or three (3) drawer lateral filing cabinet, 28" high X 42" wide X 18" deep with recessed handles, locking device and drawer label holders. Drawers are adaptable to either letter or legal size materials.
F2000 | Basket, Wastepaper, Fire Resistant | 1 | VV | Wastepaper basket, fire resistant, approximately 40 quart capacity. This unit is used to collect and temporarily store small quantities of paper refuse in patient rooms, administrative areas and nursing stations. Size and shape varies depending on the application and manufacturer selected.
M1801 | Computer, Microprocessing, w/Flat Panel Monitor | 1 | VV | Desk top microprocessing computer. The unit shall consist of a central processing mini tower, flat panel monitor, keyboard, mouse and speakers. The system shall have the following minimum characteristics: a 2.8 GHz Pentium processor; 512 MB memory; 80GB hard drive; 32/48x CD-ROMDVD combo; 1.44MB network interface card; video 32 MB NVIDIA; a 18 inch flat panel monitor. The computer is used throughout the facility to input, manipulate and retrieve information.
3 - SB737 - SCI AC / OP KT Clean Utility Room, Lgstcs Svc | 3 - SB737 - SCI AC / OP KT Clean Utility Room, Lgstcs Svc | 3 - SB737 - SCI AC / OP KT Clean Utility Room, Lgstcs Svc | 3 - SB737 - SCI AC / OP KT Clean Utility Room, Lgstcs Svc | 3 - SB737 - SCI AC / OP KT Clean Utility Room, Lgstcs Svc
JSN | NAME | QTY | ACQ/INS | DESCRIPTION
E0906 | Locker, Supply, General, Wall Mtd, 23"W x 20"D | 1 | VV | THIS TYPICAL INCLUDES: 1 Wall Mounted Rail 1 Locked Storage Container 2 Tray/Shelves 1 Drawer, 3"H 3 Drawers, 6"H 2 Drawers, 9"H 1 Tray/Shelf Divider Drawer Organizer Bins Consider the need for an E0921 to transport the locker from place to place.
E0912 | Locker, Supply, Med Surg, Wall Mtd | 1 | VV | Medical/Surgical Supply locker, Wall Mounted, approximately 23"W x 20"D. THIS TYPICAL INCLUDES: 1 Wall Mounted Rail 1 Locked Storage Container 4 Tray/Shelves 5 Drawers, 3"H 2 Drawers, 6"H 2 Tray/Shelf Dividers Drawer Organizer Bins Consider the need for an E0921 to transport the locker from place to place.
E1500 | Rail, MOD, W/MNTD, HX144XD | 1 | VV | Wall mounted rail used for hanging (mounting) lockers, shelves and drawers on a wall.
F2000 | Basket, Wastepaper, Fire Resistant | 1 | VV | Wastepaper basket, fire resistant, approximately 40 quart capacity. This unit is used to collect and temporarily store small quantities of paper refuse in patient rooms, administrative areas and nursing stations. Size and shape varies depending on the application and manufacturer selected.
4 - SB743 - SCI AC / OP KT Soiled Utility Room, Lgstcs Svc | 4 - SB743 - SCI AC / OP KT Soiled Utility Room, Lgstcs Svc | 4 - SB743 - SCI AC / OP KT Soiled Utility Room, Lgstcs Svc | 4 - SB743 - SCI AC / OP KT Soiled Utility Room, Lgstcs Svc | 4 - SB743 - SCI AC / OP KT Soiled Utility Room, Lgstcs Svc
JSN | NAME | QTY | ACQ/INS | DESCRIPTION
A1012 | Telephone, Wall Mounted, 1 Line | 1 | VV | Telephone, wall mounted, 1 line.
A5075 | Dispenser, Soap, Disposable | 1 | VV | Disposable soap dispenser. One-handed dispensing operation. Designed to accommodate disposable soap cartridge and valve.
A5077 | Dispenser, Hand Sanitizer, Hands-Free | 1 | VV | A touch free wall-mounted hand sanitizer dispenser. For use throughout a healthcare facility. Unit does not include the sanitizing liquid. Units are battery operated.
A5080 | Dispenser, Paper Towel, SS, Surface Mounted | 1 | CC | A surface mounted, satin finish stainless steel, single-fold, paper towel dispenser. Dispenser features: tumbler lock; front hinged at bottom; and refill indicator slot. Minimum capacity 400 single-fold paper towels. For general purpose use throughout the facility.
A5106 | Waste Disposal Unit, Sharps w/Glove Dispenser | 1 | VV | The unit is designed for the disposal of sharps and complies with OSHA guidelines for the handling of sharps. It shall house a 5 quart container and be capable of being mounted on a wall. It shall have a glove dispenser attached. The unit shall be secured by a locked enclosure.
C04F0 | Cabinet, U/C/B, 1 Shelf, 2 Half DR, 2 DO, 36x36x22 | 1 | CC | Standing height under counter base cabinet with an adjustable shelf and two half width drawers above solid hinged doors. Also referred to as a combination cabinet or a drawer and cupboard cabinet. For general purpose use throughout the facility.
C05P0 | Cabinet, Sink, U/C/B, 2 Door, 36x48x22 | 1 | CC | Standing height under counter base sink cabinet with solid hinged doors. Also referred to as a double-door sink cabinet. For general purpose use throughout the facility where a sink is to be used. Coordinate actual clear cabinet dimension with the actual outside dimension of sink that is specified to ensure that they are compatible.
CS200 | Sink, SS, Single Compartment, 12x28x16 ID | 1 | CC | Single compartment stainless steel sink, drop-in, self-rimming, ledge-type, connected with a drain and provided with a mixing faucet. It shall also be provided with pre-punched fixture holes on 4" center, integral back ledge to accommodate deck-mounted fixtures, brushed/polished interior and top surfaces, and sound deadened. Recommended for use in suspended or U/C/B sink cabinets having a high plastic laminate or Chemsurf laminate countertop/work surface. Coordinate actual outside sink dimensions with the actual clear dimension of cabinet specified to ensure that they are compatible. For general purpose use throughout the facility.
CT050 | Countertop, Stainless Steel | 1 | CC | Stainless steel countertop (composition of heavy-gauge Type No. 304 stainless steel) having a smooth satin finish and integral 4" backsplash/curb. Also referred to as a corrosion-resistant steel work surface or work top. Available in various depths. Used in areas where excellent ease of cleaning, abrasion resistance, bacteria resistance, impact resistance, load capacity and moisture resistance, are of concern. Pricing based upon a 24" depth.
F2020 | Can, Trash, 44 Gallon | 1 | VV | Forty four (44) gallon trash can, 32" high X 24" diameter, with lid. Used to collect and transport refuse from a point of origin to point of disposal (example: from soiled utility or a nursing unit to the trash compactor at housekeeping).
P2000 | Eyewash, Wall Mounted, Hands-Free | 1 | CC | Wall mounted emergency eye wash station. The flow of water from the unit is activated by hand. Upon initiation of water flow the unit will operate hands free to provide streams of water to clear foreign particles or dilute caustic liquids from the eyes in emergency situations. Used in laboratories and areas of the hospital where employees are subject to foreign bodies or liquid material to the eyes.
P2450 | Valve, Mixing, Thermostatic | 1 | CC | Thermostatic mixing valve with washout hose. Used with portable whirlpool equipment. Thermostatic valve is used to maintain temperature between 70 and 110 degree Fahrenheit, with a flow rate of 20 gallons a minute. The washout hose assembly is used to wash out tanks after treatment. Used in physical therapy department to provide comfortable water temperature for patient treatments.
P3100 | Lavatory, Vitreous China, Slab Type | 1 | CC | Wall mounted, slab type, vitreous china, lavatory (approximate bowl size 7"x15"x10") with: faucet holes on 4" centers; gooseneck spout; wrist blade handles; and grid strainer. It shall be suitable for use in clinics, offices, washrooms or patient care area.
5 - ISC67 - AC / OP KT Equipment Storage Room, SCI | 5 - ISC67 - AC / OP KT Equipment Storage Room, SCI | 5 - ISC67 - AC / OP KT Equipment Storage Room, SCI | 5 - ISC67 - AC / OP KT Equipment Storage Room, SCI | 5 - ISC67 - AC / OP KT Equipment Storage Room, SCI
JSN | NAME | QTY | ACQ/INS | DESCRIPTION
A1010 | Telecommunication Outlet | 1 | VV | Telecommunication outlet location.
M2055 | Shelving, Storage, Wire, CRS, w/Adjustable Shelves | 8 | VV | Stationary, wire, shelving unit. Unit has fully adjustable shelves constructed of stainless steel. For use in general purpose storage areas. Shelving is provided in various sizes and configurations. Price provided is for a unit approximately 74"H x 18"D x 48"W with four shelves.
9 - SCI/D CENTER ACUTE CARE / OUTPATIENT OCCUPATIONAL THERAPY (AC/OP-OT) AREA | 9 - SCI/D CENTER ACUTE CARE / OUTPATIENT OCCUPATIONAL THERAPY (AC/OP-OT) AREA | 9 - SCI/D CENTER ACUTE CARE / OUTPATIENT OCCUPATIONAL THERAPY (AC/OP-OT) AREA | 9 - SCI/D CENTER ACUTE CARE / OUTPATIENT OCCUPATIONAL THERAPY (AC/OP-OT) AREA | 9 - SCI/D CENTER ACUTE CARE / OUTPATIENT OCCUPATIONAL THERAPY (AC/OP-OT) AREA
1 - ISC71 - AC / OP Occupational Therapy (OT) Room, SCI | 1 - ISC71 - AC / OP Occupational Therapy (OT) Room, SCI | 1 - ISC71 - AC / OP Occupational Therapy (OT) Room, SCI | 1 - ISC71 - AC / OP Occupational Therapy (OT) Room, SCI | 1 - ISC71 - AC / OP Occupational Therapy (OT) Room, SCI
JSN | NAME | QTY | ACQ/INS | DESCRIPTION
A1014 | Telephone, Wall Mounted, 1 Line, With Speaker | 1 | VV | Telephone, wall mounted, 1 line, with speaker.
A1080 | Mirror, Posture, Wall Mounted | 1 | CC | Wall mounted posture mirror. Consists of a 1/4" plate glass in a sturdy corrosion resistant frame with water proof back. For educational and therapy programs.
A1082 | Mirror, Posture, Mobile | 1 | VV | Mobile single panel full-body mirror constructed of high quality, distortion-free glass with ANSI safety backing. Framed in finished oak laminate frame and base, mounted on two inch diameter swiveling casters.
A5075 | Dispenser, Soap, Disposable | 2 | VV | Disposable soap dispenser. One-handed dispensing operation. Designed to accommodate disposable soap cartridge and valve.
A5077 | Dispenser, Hand Sanitizer, Hands-Free | 2 | VV | A touch free wall-mounted hand sanitizer dispenser. For use throughout a healthcare facility. Unit does not include the sanitizing liquid. Units are battery operated.
A5082 | Dispenser, Paper Towel, Sensor, Hands Free | 2 | CC | A surface mounted, sensor activated, automatic, roll paper towel dispenser. The unit dispenses a paper towel automatically only when hands are place in position below the dispenser for maximum sanitation and hygiene. May include adjustable settings for sheet length, time delay, and sensor range. Unit is battery operated or with optional AC power adapter.
C04E0 | Cabinet, U/C/B, 1 Shelf, 1 Drawer, 2 DO, 36x36x22 | 1 | CC | Standing height under counter base cabinet with an adjustable shelf and a full width drawer above solid hinged doors. Also referred to as a combination cabinet or a drawer and cupboard cabinet. For general purpose use throughout the facility.
C04P0 | Cabinet, Sink, U/C/B, 2 Door, 36x36x22 | 1 | CC | Standing height under counter base sink cabinet with solid hinged doors. Also referred to as a double-door sink cabinet. For general purpose use throughout the facility where a sink is to be used. Coordinate actual clear cabinet dimension with the actual outside dimension of sink that is specified to ensure that they are compatible.
CE090 | Cabinet, W/H, 2 SH, 2 GDO, Sloping Top, 41x36x16 | 2 | CC | Wall hung cabinet with two adjustable shelves, framed-glass hinged doors, and sloping top. Also referred to as a framed-glass hinged double door wall case. For general purpose use throughout the facility.
CT025 | Countertop, Solid Surface with Sink Combination | 1 | CC | A solid, nonporous countertop approximately 36"W x 22"D with a undercounter sink combination. The countertop is an acrylic-based solid surface product with a standard thickness of 1", and a 4" butt backsplash/curb. Surfaces will be easy to clean and maintain. Also referred to as a work surface or work top with sink. Available in a choice of colors, depths and sink shapes. Used for various applications in patient rooms, restrooms and throughout the facility. Usually a part of a casework interior design program. Unit does not include the drain and faucet.
CT030 | Countertop, High Pressure Laminate | 10 | CC | High pressure laminate countertop (composition of wood particle core with plastic laminate surface) having a hard smooth surface finish, standard thickness of 1", and a 4" butt backsplash/curb. Also referred to as a work surface or work top. Available in a wide choice of colors, patterns, and depths. Used in general purpose areas requiring a basic work surface arrangement with limited heat resistance and poor chemical resistance. Pricing based upon a 24" depth.
E0942 | Cart, Cast, Mobile, 36"H x 46"W x 22"D | 1 | VV | THIS TYPICAL INCLUDES: 1 Cart Body, Style-A Narrow, w/Raised Edge Top 2 Accessory Rail, Side 1 Wastebasket 1 Flip-up Shelf 2 Drawers, 3"H 1 Drawer, 6"H Drawer Organizer Bins
E0945 | Cart, Computer, Mobile | 1 | VV | A mobile computer cart for use throughout the facility. The cart dimensions will be approximately 45" H x 30" W x 22" D with casters. May include drawers and miscellaneous other accessories that will be determined at time of purchase. This Typical may include: 1 Cart Body, w/Computer Support, Style-A Narrow, w/Raised Edge Top 1 Flip-Up Shelf 1 Sharps Container Holder 1 Wastebasket 1 Chart Holder 2 Drawers, 3"H 2 Drawers, 6"H 3 Accessory Rail, Side Drawer Organizer Bins
E0948 | Cart, General Storage, Mobile, 42"H x 32"W x 22"D | 1 | VV | THIS TYPICAL INCLUDES: 1 Cart Body, Style-A Narrow, w/Raised Edge Top 2 Drawers, 3" H 4 Drawers, 6" H 1 Accessory Rail, Side Drawer Organizer Bins
F0295 | Chair, Stacking | 1 | VV | Stacking chair, approximately 34" H X 21" W X 24" D. May be stacked up to 20 high depending upon the model selected. These chairs are intended primarily as overflow capacity for conference rooms.
F0340 | Stool, Self Adjusting | 2 | VV | Self adjusting stool. Consists of a foam padded upholstered seat with attached foot rest for added comfort. Mounted on swivel casters. Designed for doctor's use during examinations.
F2000 | Basket, Wastepaper, Fire Resistant | 1 | VV | Wastepaper basket, fire resistant, approximately 40 quart capacity. This unit is used to collect and temporarily store small quantities of paper refuse in patient rooms, administrative areas and nursing stations. Size and shape varies depending on the application and manufacturer selected.
F2017 | Waste Receptacle, 24 GAL | 1 | VV | Rectangular steel waste receptacle with step-on lid and 24 gallon capacity. The receptacle is used to collect and temporarily store small quantities of paper refuse. Can be used in restrooms, patient areas, laboratories, pharmacies, etc.
F3200 | Clock, Battery, 12" Diameter | 1 | VV | Clock, 12" diameter. Round surface, easy to read numbers with sweep second hand. Wall mounted unit for use when impractical to install a fully synchronized clock system. Battery operated, (batteries not included).
G1043 | Ergometer, Recumbent Bicycle, Computer Assisted | 1 | VV | Computer assisted recumbent bicycle aerobic trainer. The trainer provides aerobic workouts on a computer controlled and monitored recumbent bicycle ergometer. The ergometer has several training routines and intensities which either the exerciser or a therapist can select. The unit display provides a readout of work accomplished as well as graphics to motivate the exerciser. Many models offer optional heart rate monitoring and wheels for easy mobility. Depending on the manufacturer and model, the computer is powered by the exerciser or an external source. The database electrical requirements are for those units requiring electrical power. The trainer is used for cardio-respiratory development in a gym or the exercise area of Physical Therapy.
M0515 | Television, HD, 40" Class | 1 | VV | High definition (HDTV) multimedia flat panel LED 40" class display television. The TV will have a 16:9 wide screen aspect ratio, minimum of 1920 x 1080 display resolution, digital tuner, minimum refresh rate of 60Hz, minimum of two HDMI ports and 1 USB port ENERGY STAR certified.
M1825 | Printer, Computer | 1 | VV | High resolution computer printer with a variety of type styles and sheet/envelope feeder trays. Database information reflects network ready, medium duty office style laser printers. Other types of printers (bubble jet, dot matrix, line or plotter) as well as light or heavy use capabilities are available.
M2055 | Shelving, Storage, Wire, CRS, w/Adjustable Shelves | 2 | VV | Stationary, wire, shelving unit. Unit has fully adjustable shelves constructed of stainless steel. For use in general purpose storage areas. Shelving is provided in various sizes and configurations. Price provided is for a unit approximately 74"H x 18"D x 48"W with four shelves.
M3070 | Hamper, Linen, Mobile, w/Lid | 1 | VV | Mobile linen hamper with hand or foot operated lid. Made of heavy tubular stainless steel with heavy gauge welded steel platform. Holds 25" hamper bags. Mounted on ball bearing casters. For linen transport in hospitals and clinics.
M8085 | Lift, Patient, Electric, 600 Lb Cap, Bariatric | 1 | VC | A battery powered patient lift with an adjustable U shaped base and a minimum of 600 pound capacity for bariatric use. Unit comes with a battery charger. The unit is mounted on locking ball bearing casters for safety and stability and may require specialized slings. The database height refers to fully extended lifting arms. Designed for patient lifting and movement.
M8115 | Conditioner, Cold Treatment Pack | 1 | VV | Refrigeration unit for twelve cold therapy packs. Unit features thermostatic temperature control, automatic defrosting and refrigeration grade insulation. Interior chamber is designed to facilitate periodic cleaning. Smaller capacity models are available.
M8120 | Therapy Unit, Hydroculator | 1 | VV | Moist Heat Therapy Unit, also referred as a Hydrocollator Heating Unit, are used to apply effective heat to hot packs used in moist heat therapy. Unit is supplied ready for immediate use and requires no special plumbing. Unit features: stainless steel insulated wall, thermostatically controlled, casters ( mobile units only), and standard size Hot Packs. Other unit sizes and accessories (variety of hot packs, tongs, side table rack, etc.) are available.
M8133 | Ergometer, Upper Body | 1 | VV | Ergometer for measuring upper body exertion during an exercise regimen. The unit consists of a seat and a hand crank mechanism at shoulder height. The unit is used for physical rehabilitation protocols and stress testing. The unit quantifiably measures the effort exerted by the patient.
M8145 | Exerciser, Staircase, Convertible | 1 | VV | Convertible exercise staircase. Staircase is sturdily built in two sections permitting a corner type or straight type arrangement. It consists of steps 30-36" wide and a square platform. It includes handrails to accommodate both children and adults. Both steps and platform are covered with non-slip tread.
M8210 | Cart, Weight, Physical Therapy, w/Weights | 2 | VV | Physical therapy weight cart equipped with weights, two storage shelves, and racks to store dumbbells. Unit is constructed of quality hardwood and mounted on 4 heavy-duty casters. Used for storage of weights.
M8250 | Mat, Exercise | 1 | VV | Exercise mat. Mat is filled with 2" resilient antibacterial foam. Handles are provided for hanging or transporting. Used in physical therapy.
M8270 | Rack, Pack, Hot/Cold, Wall Mounted | 1 | VV | Wall mounted hot/cold pack rack. Unit is a stainless steel rack used to store and dry cold packs.
M8275 | Pulley, Triplex | 1 | VC | Triplex pulley for physical therapy use. Unit consists of two handles at chest level, two handles at the floor, and two handles suspended from the ceiling. Unit features 20 to 27 pounds of adjustable weights.
P3100 | Lavatory, Vitreous China, Slab Type | 2 | CC | Wall mounted, slab type, vitreous china, lavatory (approximate bowl size 7"x15"x10") with: faucet holes on 4" centers; gooseneck spout; wrist blade handles; and grid strainer. It shall be suitable for use in clinics, offices, washrooms or patient care area.
2 - ISC74 - AC / OP Occupational Therapist Treatment Station, SCI | 2 - ISC74 - AC / OP Occupational Therapist Treatment Station, SCI | 2 - ISC74 - AC / OP Occupational Therapist Treatment Station, SCI | 2 - ISC74 - AC / OP Occupational Therapist Treatment Station, SCI | 2 - ISC74 - AC / OP Occupational Therapist Treatment Station, SCI
JSN | NAME | QTY | ACQ/INS | DESCRIPTION
A1010 | Telecommunication Outlet | 1 | VV | Telecommunication outlet location.
A1015 | Telephone, Desk, Multiple Line | 1 | VV | Telephone, desk, multiple line.
E0123 | Workstation, Straight, Free Standing, 72" W | 1 | VV | This JSN will provide a whole work station typical to quickly plan work in areas in clinical or administrative spaces. There will be a price decrease if typical work stations are used with vertical hanging strips instead of panels. THIS TYPICAL INCLUDES: 4 Standard Solid Panels 2 Panel Connectors, 2-Way Corner 1 Panel-to-Panel Connector 2 Finished End Hardware 1 Cantilevered, Work Surface 2 Lockable Flipper Units 2 Shelf, Storage/Displays 2 Lights 1 Tack board 1 Tool Rail 1 Paper Tray 1 Diagonal Tray 1 Adjustable Keyboard Tray 1 Mobile Pedestal, Box/File
F0275 | Chair, Swivel, High Back | 1 | VV | Highback contemporary swivel chair, 41" high X 23" wide X 23" deep with five (5) caster swivel base and arms. Chair may be used at desks or in conference rooms. Back and seat are foam padded and upholstered with either woven textile fabric or vinyl.
F0420 | Cabinet, Filing, Lateral, Half Height | 1 | VV | Half height two (2) or three (3) drawer lateral filing cabinet, 28" high X 42" wide X 18" deep with recessed handles, locking device and drawer label holders. Drawers are adaptable to either letter or legal size materials.
F2000 | Basket, Wastepaper, Fire Resistant | 1 | VV | Wastepaper basket, fire resistant, approximately 40 quart capacity. This unit is used to collect and temporarily store small quantities of paper refuse in patient rooms, administrative areas and nursing stations. Size and shape varies depending on the application and manufacturer selected.
M1801 | Computer, Microprocessing, w/Flat Panel Monitor | 1 | VV | Desk top microprocessing computer. The unit shall consist of a central processing mini tower, flat panel monitor, keyboard, mouse and speakers. The system shall have the following minimum characteristics: a 2.8 GHz Pentium processor; 512 MB memory; 80GB hard drive; 32/48x CD-ROMDVD combo; 1.44MB network interface card; video 32 MB NVIDIA; a 18 inch flat panel monitor. The computer is used throughout the facility to input, manipulate and retrieve information.
3 - ISC75 - AC / OP OT Driver Training Room, SCI | 3 - ISC75 - AC / OP OT Driver Training Room, SCI | 3 - ISC75 - AC / OP OT Driver Training Room, SCI | 3 - ISC75 - AC / OP OT Driver Training Room, SCI | 3 - ISC75 - AC / OP OT Driver Training Room, SCI
JSN | NAME | QTY | ACQ/INS | DESCRIPTION
A5077 | Dispenser, Hand Sanitizer, Hands-Free | 1 | VV | A touch free wall-mounted hand sanitizer dispenser. For use throughout a healthcare facility. Unit does not include the sanitizing liquid. Units are battery operated.
A5107 | Dispenser, Glove, Surgical/Examination, Wall Mntd | 1 | VV | Examination three (Small Medium, Large) glove dispenser box for wall mounting. Fabricated of either cold rolled steel with a white baked enamel finish, plastic or acrylic. Hardware not included, Option 3 powder coated steel.
E0063 | Workstation, L-Shaped w/Peninsula, Wall Mtd, 72x72 | 1 | VV | THIS TYPICAL INCLUDES: 3 Vertical Hanging Strips 2 Lockable Flipper Units 2 Shelves, Storage/Display 2 Lights 1 Tackboard 2 Tool Rails 2 Paper Trays 1 Diagonal Tray 1 Cantilevered Work Surface 1 Peninsula Work Surface 1 Adjustable Keyboard Tray 1 Mobile Pedestal, Box/File 1 Pencil Drawer 1 Cpu Holder
F0205 | Chair, Side With Arms | 2 | VV | Upholstered side chair, 32" high X 21" wide X 23" deep with arms, padded seats and padded backs. Seat height is a minimum of 17". Available with or without sled base.
F0275 | Chair, Swivel, High Back | 1 | VV | Highback contemporary swivel chair, 41" high X 23" wide X 23" deep with five (5) caster swivel base and arms. Chair may be used at desks or in conference rooms. Back and seat are foam padded and upholstered with either woven textile fabric or vinyl.
F0300 | Chair, Task, Swivel, With Arms | 1 | VV | Task chair, approximately 34" H X 26" W X 22" D with adjustable arms and a five caster adjustable swivel base. Seat and back are foam padded and upholstered in woven fabric or vinyl.
F0415 | Cabinet, Filing, Lateral, Full Height, 5 Drawer | 2 | VV | Full height five (5) drawer lateral filing cabinet, 65" high X 42" wide X 18" deep with floor levelers (front), locking device and drawer label holders. Drawers are adaptable to either letter or legal size materials.
F2000 | Basket, Wastepaper, Fire Resistant | 1 | VV | Wastepaper basket, fire resistant, approximately 40 quart capacity. This unit is used to collect and temporarily store small quantities of paper refuse in patient rooms, administrative areas and nursing stations. Size and shape varies depending on the application and manufacturer selected.
F3200 | Clock, Battery, 12" Diameter | 1 | VV | Clock, 12" diameter. Round surface, easy to read numbers with sweep second hand. Wall mounted unit for use when impractical to install a fully synchronized clock system. Battery operated, (batteries not included).
M1801 | Computer, Microprocessing, w/Flat Panel Monitor | 1 | VV | Desk top microprocessing computer. The unit shall consist of a central processing mini tower, flat panel monitor, keyboard, mouse and speakers. The system shall have the following minimum characteristics: a 2.8 GHz Pentium processor; 512 MB memory; 80GB hard drive; 32/48x CD-ROMDVD combo; 1.44MB network interface card; video 32 MB NVIDIA; a 18 inch flat panel monitor. The computer is used throughout the facility to input, manipulate and retrieve information.
M1825 | Printer, Computer | 1 | VV | High resolution computer printer with a variety of type styles and sheet/envelope feeder trays. Database information reflects network ready, medium duty office style laser printers. Other types of printers (bubble jet, dot matrix, line or plotter) as well as light or heavy use capabilities are available.
M8285 | Simulator, Driving, Work Therapy | 1 | VV | Driving simulator used for work hardening programs in occupational and physical therapy. Device includes driver's seat which may be adjusted to simulate a variety of seat configurations and an adjustable steering wheel/control console to permit a variety of vehicles to be simulated. Entire system is mounted on retractable castors for mobility within the clinic. Simulator includes vibration generator in the seat section to accurately reproduce driving stresses.
4 - SB737 - SCI AC / OP OT Clean Utility Room, Lgstcs Svc | 4 - SB737 - SCI AC / OP OT Clean Utility Room, Lgstcs Svc | 4 - SB737 - SCI AC / OP OT Clean Utility Room, Lgstcs Svc | 4 - SB737 - SCI AC / OP OT Clean Utility Room, Lgstcs Svc | 4 - SB737 - SCI AC / OP OT Clean Utility Room, Lgstcs Svc
JSN | NAME | QTY | ACQ/INS | DESCRIPTION
E0906 | Locker, Supply, General, Wall Mtd, 23"W x 20"D | 1 | VV | THIS TYPICAL INCLUDES: 1 Wall Mounted Rail 1 Locked Storage Container 2 Tray/Shelves 1 Drawer, 3"H 3 Drawers, 6"H 2 Drawers, 9"H 1 Tray/Shelf Divider Drawer Organizer Bins Consider the need for an E0921 to transport the locker from place to place.
E0912 | Locker, Supply, Med Surg, Wall Mtd | 1 | VV | Medical/Surgical Supply locker, Wall Mounted, approximately 23"W x 20"D. THIS TYPICAL INCLUDES: 1 Wall Mounted Rail 1 Locked Storage Container 4 Tray/Shelves 5 Drawers, 3"H 2 Drawers, 6"H 2 Tray/Shelf Dividers Drawer Organizer Bins Consider the need for an E0921 to transport the locker from place to place.
E1500 | Rail, MOD, W/MNTD, HX144XD | 1 | VV | Wall mounted rail used for hanging (mounting) lockers, shelves and drawers on a wall.
F2000 | Basket, Wastepaper, Fire Resistant | 1 | VV | Wastepaper basket, fire resistant, approximately 40 quart capacity. This unit is used to collect and temporarily store small quantities of paper refuse in patient rooms, administrative areas and nursing stations. Size and shape varies depending on the application and manufacturer selected.
5 - SB743 - SCI AC / OP OT Soiled Utility Room, Lgstcs Svc | 5 - SB743 - SCI AC / OP OT Soiled Utility Room, Lgstcs Svc | 5 - SB743 - SCI AC / OP OT Soiled Utility Room, Lgstcs Svc | 5 - SB743 - SCI AC / OP OT Soiled Utility Room, Lgstcs Svc | 5 - SB743 - SCI AC / OP OT Soiled Utility Room, Lgstcs Svc
JSN | NAME | QTY | ACQ/INS | DESCRIPTION
A1012 | Telephone, Wall Mounted, 1 Line | 1 | VV | Telephone, wall mounted, 1 line.
A5075 | Dispenser, Soap, Disposable | 1 | VV | Disposable soap dispenser. One-handed dispensing operation. Designed to accommodate disposable soap cartridge and valve.
A5077 | Dispenser, Hand Sanitizer, Hands-Free | 1 | VV | A touch free wall-mounted hand sanitizer dispenser. For use throughout a healthcare facility. Unit does not include the sanitizing liquid. Units are battery operated.
A5080 | Dispenser, Paper Towel, SS, Surface Mounted | 1 | CC | A surface mounted, satin finish stainless steel, single-fold, paper towel dispenser. Dispenser features: tumbler lock; front hinged at bottom; and refill indicator slot. Minimum capacity 400 single-fold paper towels. For general purpose use throughout the facility.
A5106 | Waste Disposal Unit, Sharps w/Glove Dispenser | 1 | VV | The unit is designed for the disposal of sharps and complies with OSHA guidelines for the handling of sharps. It shall house a 5 quart container and be capable of being mounted on a wall. It shall have a glove dispenser attached. The unit shall be secured by a locked enclosure.
C04F0 | Cabinet, U/C/B, 1 Shelf, 2 Half DR, 2 DO, 36x36x22 | 1 | CC | Standing height under counter base cabinet with an adjustable shelf and two half width drawers above solid hinged doors. Also referred to as a combination cabinet or a drawer and cupboard cabinet. For general purpose use throughout the facility.
C05P0 | Cabinet, Sink, U/C/B, 2 Door, 36x48x22 | 1 | CC | Standing height under counter base sink cabinet with solid hinged doors. Also referred to as a double-door sink cabinet. For general purpose use throughout the facility where a sink is to be used. Coordinate actual clear cabinet dimension with the actual outside dimension of sink that is specified to ensure that they are compatible.
CS200 | Sink, SS, Single Compartment, 12x28x16 ID | 1 | CC | Single compartment stainless steel sink, drop-in, self-rimming, ledge-type, connected with a drain and provided with a mixing faucet. It shall also be provided with pre-punched fixture holes on 4" center, integral back ledge to accommodate deck-mounted fixtures, brushed/polished interior and top surfaces, and sound deadened. Recommended for use in suspended or U/C/B sink cabinets having a high plastic laminate or Chemsurf laminate countertop/work surface. Coordinate actual outside sink dimensions with the actual clear dimension of cabinet specified to ensure that they are compatible. For general purpose use throughout the facility.
CT050 | Countertop, Stainless Steel | 1 | CC | Stainless steel countertop (composition of heavy-gauge Type No. 304 stainless steel) having a smooth satin finish and integral 4" backsplash/curb. Also referred to as a corrosion-resistant steel work surface or work top. Available in various depths. Used in areas where excellent ease of cleaning, abrasion resistance, bacteria resistance, impact resistance, load capacity and moisture resistance, are of concern. Pricing based upon a 24" depth.
F2020 | Can, Trash, 44 Gallon | 1 | VV | Forty four (44) gallon trash can, 32" high X 24" diameter, with lid. Used to collect and transport refuse from a point of origin to point of disposal (example: from soiled utility or a nursing unit to the trash compactor at housekeeping).
P2000 | Eyewash, Wall Mounted, Hands-Free | 1 | CC | Wall mounted emergency eye wash station. The flow of water from the unit is activated by hand. Upon initiation of water flow the unit will operate hands free to provide streams of water to clear foreign particles or dilute caustic liquids from the eyes in emergency situations. Used in laboratories and areas of the hospital where employees are subject to foreign bodies or liquid material to the eyes.
P2450 | Valve, Mixing, Thermostatic | 1 | CC | Thermostatic mixing valve with washout hose. Used with portable whirlpool equipment. Thermostatic valve is used to maintain temperature between 70 and 110 degree Fahrenheit, with a flow rate of 20 gallons a minute. The washout hose assembly is used to wash out tanks after treatment. Used in physical therapy department to provide comfortable water temperature for patient treatments.
P3100 | Lavatory, Vitreous China, Slab Type | 1 | CC | Wall mounted, slab type, vitreous china, lavatory (approximate bowl size 7"x15"x10") with: faucet holes on 4" centers; gooseneck spout; wrist blade handles; and grid strainer. It shall be suitable for use in clinics, offices, washrooms or patient care area.
6 - ISC76 - AC / OP OT Equipment Storage Room, SCI | 6 - ISC76 - AC / OP OT Equipment Storage Room, SCI | 6 - ISC76 - AC / OP OT Equipment Storage Room, SCI | 6 - ISC76 - AC / OP OT Equipment Storage Room, SCI | 6 - ISC76 - AC / OP OT Equipment Storage Room, SCI
JSN | NAME | QTY | ACQ/INS | DESCRIPTION
A1010 | Telecommunication Outlet | 1 | VV | Telecommunication outlet location.
M2055 | Shelving, Storage, Wire, CRS, w/Adjustable Shelves | 18 | VV | Stationary, wire, shelving unit. Unit has fully adjustable shelves constructed of stainless steel. For use in general purpose storage areas. Shelving is provided in various sizes and configurations. Price provided is for a unit approximately 74"H x 18"D x 48"W with four shelves.
10 - SCI/D CENTER ACUTE CARE / OUTPATIENT ACTIVITIES OF DAILY LIVING (AC/OP-ADL) AREA | 10 - SCI/D CENTER ACUTE CARE / OUTPATIENT ACTIVITIES OF DAILY LIVING (AC/OP-ADL) AREA | 10 - SCI/D CENTER ACUTE CARE / OUTPATIENT ACTIVITIES OF DAILY LIVING (AC/OP-ADL) AREA | 10 - SCI/D CENTER ACUTE CARE / OUTPATIENT ACTIVITIES OF DAILY LIVING (AC/OP-ADL) AREA | 10 - SCI/D CENTER ACUTE CARE / OUTPATIENT ACTIVITIES OF DAILY LIVING (AC/OP-ADL) AREA
1 - ISC79 - AC / OP ADL Kitchen, SCI | 1 - ISC79 - AC / OP ADL Kitchen, SCI | 1 - ISC79 - AC / OP ADL Kitchen, SCI | 1 - ISC79 - AC / OP ADL Kitchen, SCI | 1 - ISC79 - AC / OP ADL Kitchen, SCI
JSN | NAME | QTY | ACQ/INS | DESCRIPTION
A5075 | Dispenser, Soap, Disposable | 2 | VV | Disposable soap dispenser. One-handed dispensing operation. Designed to accommodate disposable soap cartridge and valve.
A5082 | Dispenser, Paper Towel, Sensor, Hands Free | 2 | CC | A surface mounted, sensor activated, automatic, roll paper towel dispenser. The unit dispenses a paper towel automatically only when hands are place in position below the dispenser for maximum sanitation and hygiene. May include adjustable settings for sheet length, time delay, and sensor range. Unit is battery operated or with optional AC power adapter.
C04E0 | Cabinet, U/C/B, 1 Shelf, 1 Drawer, 2 DO, 36x36x22 | 2 | CC | Standing height under counter base cabinet with an adjustable shelf and a full width drawer above solid hinged doors. Also referred to as a combination cabinet or a drawer and cupboard cabinet. For general purpose use throughout the facility.
C05P0 | Cabinet, Sink, U/C/B, 2 Door, 36x48x22 | 1 | CC | Standing height under counter base sink cabinet with solid hinged doors. Also referred to as a double-door sink cabinet. For general purpose use throughout the facility where a sink is to be used. Coordinate actual clear cabinet dimension with the actual outside dimension of sink that is specified to ensure that they are compatible.
CB020 | Cabinet, W/H, 2 Shelf, 1 DO, Sloping Top, 38x24x13 | 1 | CC | Wall hung cabinet with two adjustable shelves, solid right or left-hinged door (appropriate door hinge configuration to be indicated on equipment elevation drawings), and sloping top. Also referred to as a solid hinged single door case. For general purpose use throughout the facility.
CS230 | Sink, SS, Double Compartment, 10x14x16 ID | 1 | CC | Double compartment stainless steel sink, drop-in, self-rimming, ledge-type, connected with a drain and provided with a mixing faucet. It shall also be provided with pre-punched fixture holes on 4" center, integral back ledge to accommodate deck-mounted fixtures, brushed/polished interior and top surfaces, and sound deadened. Recommended for use in suspended or U/C/B sink cabinets having a high plastic laminate or Chemsurf laminate countertop/work surface. Coordinate actual outside sink dimensions with the actual clear dimension of cabinet specified to ensure that they are compatible. For general purpose use throughout the facility.
CT020 | Countertop, Solid Surface | 3 | CC | A solid, nonporous countertop with a smooth seamless appearance. Easy to clean and maintain and with proper cleaning does not support the growth of mold. An acrylic-based solid surface product. Standard thickness of 1", and a 4" butt backsplash/curb. Also referred to as a work surface or work top. Available in a choice of colors and depths. Used in lab and other hospital areas requiring optimum physical and chemical resisting properties.
F2010 | Basket, Wastepaper, Step-On | 1 | VV | "Step-on" wastepaper basket with inner liner and foot petal activated flip top.
K1552 | Brewer, Coffee, Auto, Elect, 3 Burner, Front/Back | 1 | VV | Space saving front to back automatic coffee maker. This unit includes a heating tank, connection for a cold water supply, decanter service with three burners, funnel and a water flow controller. The unit is used for semi-automatic coffee brewing in cafeterias and commercial institutions. The unit automatically shuts off the water flow when enough has passed through to fill the pot. The unit is normally provided plumbed with a hot water faucet to the side for making other hot drinks (tea, cider, cocoa, etc.). The database height dimension does not include the clearance for coffee decanters warming on the upper burners.
K2515 | Dishwasher, Household | 1 | CC | Household dishwasher. The unit features several wash cycles for different types of tableware, electronic or push button controls, a sound insulation package, an integral filter and disposal unit and adjustable racks. This unit is used for light work in a laboratory or patient rehabilitation in daily living area of occupational therapy.
K4665 | Oven, Microwave, Consumer | 1 | VV | Counter mounted microwave oven for average duty use. The exterior cabinet can be metal or heavy duty impact resistant plastic. The oven delivers instant energy for rapid heating, defrosting or prime cooking. The oven has touch pad controls, digital timer, power level selector and preprogrammed selectors for commonly cooked items. This oven is commonly found in staff lounges.
K4700 | Range, w/Oven, Gas | 1 | CC | Gas range with a standard or convection oven. The unit features a stainless steel front and top with painted sides; stainless steel sides are available. The range top can have a variety of configurations. The database specifications and pricing are for a six burner basic range with three burners in front and three burners in the rear. The oven has five matched rack position guides and three racks. The gas connections may be via a front or rear manifold. Different models have specific installation requirements, clearances from combustible materials and installation restrictions. Refer to the manufacturers' technical sheets. The database height dimension does not include the riser for an above range shelf. The database electrical specifications are for automatic pilot lighting. The unit is used in hospital food service operations.
M2300 | Washer, Clothes, Automatic | 1 | VV | Large capacity automatic clothes washer with a heavy duty motor. The unit's control system programs load, cycle time, spin speed, fabric, water level and water temperature. The washer includes a bleach and/or fabric softener dispenser and a filter ring for trapping lint.
M2400 | Dryer, Clothes, Automatic, Electric, Household | 1 | VV | Automatic clothes dryer. Electric unit features automatic sensi-dry control with setting for different kinds of fabrics, timed cycle, removable lint filter, drum interior light and enamel finish.
P2100 | Disposal, Garbage, 2 HP Motor | 1 | CC | Garbage disposal. A two (2) horsepower versatile waste disposal unit suitable for facilities where 500 to 1000 meals are prepared and served daily. Requires eight (8) gallons per minute water flow rate, and outlet flange tapped for a two (2) inch pipe. Unit will have a manual reversing switch and shall comply with MIL SPEC No. MIL-G-15840. Multiple electrical configurations are available.
P8710 | Utility Center, Plumbing Connection | 1 | CC | Plumbing connection utility center, sometimes referred to as a 'GUY GRAY BOX'. This recessed utility center provides for hot and cold water connections and a drain connection at sink and other equipment locations. The utility center includes cutoff valves for the water connections, a plug seal for the drain and an outside cover to provide an aesthetic appearance when connections are no longer required. This center may be installed in locations where no plumbing fixtures are included in a design as a future flexibility device, saving many dollars for later facility modifications to incorporate sinks as functions change.
R7250 | Refrigerator/Freezer, 20 Cubic Feet | 1 | VV | Refrigerator/freezer unit. This type unit includes a food saver system that helps keep food fresher. It also includes roll out wheels and is equipped for an optional automatic icemaker. This unit is of commercial or residential design and use.
2 - ISC81 - AC / OP ADL Bathroom, SCI | 2 - ISC81 - AC / OP ADL Bathroom, SCI | 2 - ISC81 - AC / OP ADL Bathroom, SCI | 2 - ISC81 - AC / OP ADL Bathroom, SCI | 2 - ISC81 - AC / OP ADL Bathroom, SCI
JSN | NAME | QTY | ACQ/INS | DESCRIPTION
A1066 | Mirror, Float Glass, With SS Frame | 1 | CC | A high quality 1/4" polished float glass mirror 36X18, framed in a one-piece, bright polished, stainless steel channel frame with 90° mitered corners. All edges of the mirror are protected by absorbing filler strips. Mirror has a galvanized steel back with integral horizontal hanging brackets and wall hanger for concealed mounting. For mounting above single wall mounted lavatories located in toilet areas, Doctors examination offices, etc. May also be used above double lavatories, either wall or countertop mounted, found in restroom areas.
A5030 | Bench, Stall, Shower, Built In | 1 | CC | Shower bench; built-in. Eighteen (18) gauge stainless steel frame with anchors built-in into the wall. Size and shape as required.
A5075 | Dispenser, Soap, Disposable | 1 | VV | Disposable soap dispenser. One-handed dispensing operation. Designed to accommodate disposable soap cartridge and valve.
A5077 | Dispenser, Hand Sanitizer, Hands-Free | 1 | VV | A touch free wall-mounted hand sanitizer dispenser. For use throughout a healthcare facility. Unit does not include the sanitizing liquid. Units are battery operated.
A5082 | Dispenser, Paper Towel, Sensor, Hands Free | 1 | CC | A surface mounted, sensor activated, automatic, roll paper towel dispenser. The unit dispenses a paper towel automatically only when hands are place in position below the dispenser for maximum sanitation and hygiene. May include adjustable settings for sheet length, time delay, and sensor range. Unit is battery operated or with optional AC power adapter.
A5109 | Grab Bar, 1-1/4" Dia., SS, 2 Wall, W/C Accessible | 2 | CC | A 1-1/4" diameter, satin finish stainless steel, peened gripping surface, 2 wall toilet stall/ room, grab bar with concealed mounting flanges. Snap over flanges are provided to conceal mounting screws. A selection of mounting kits and concealed anchor devices are available from the manufacturers for different types of installations. Grab bar shall comply with barrier-free accessibility guidelines for structural strength. For typical water closet applications in toilet stalls and rooms where ADA (American's With Disabilities Act) requirements must be met.
A5110 | Grab Bar, 1-1/4" Dia., SS, 2 Wall, Shower Use | 5 | CC | A 1-1/4" diameter, satin finish stainless steel, peened gripping surface, 2 wall shower, grab bar with concealed mounting flanges. Snap over flanges are provided to conceal mounting screws. A selection of mounting kits and concealed anchor devices are available from the manufacturers for different types of installations. Grab bar shall comply with barrier-free accessibility guidelines for structural strength. For typical applications in shower stalls where ADA (American's With Disabilities Act) requirements must be met.
A5145 | Hook, Garment, Double, SS, Surface Mounted | 1 | CC | A surface mounted, satin finish stainless steel, double garment hook. Equipped with a concealed mounting bracket that is secured to a concealed wall plate. For general purpose use throughout the facility to hang various items of apparel.
A5175 | Soap Dish, With Bar, SS, Recessed | 1 | CC | A recessed mounted, satin finish stainless steel, soap dish with bar. Soap dish furnished with retaining lip and mounting clamp for installation in stud walls or countertop aprons. For general purpose use in shower stalls or at bathtub locations.
A5200 | Dispenser, Toilet Tissue, SS, 2-Roll, Surface Mntd | 1 | CC | A concealed surface mounted, double roll, satin finish stainless steel, toilet tissue dispenser. Unit accommodates two standard-core toilet tissue rolls through 5" in diameter. Spindles are chrome plated plastic with a heavy-duty internal spring and turn freely for non-controlled delivery. For general purpose use in restrooms.
CT025 | Countertop, Solid Surface with Sink Combination | 1 | CC | A solid, nonporous countertop approximately 36"W x 22"D with a undercounter sink combination. The countertop is an acrylic-based solid surface product with a standard thickness of 1", and a 4" butt backsplash/curb. Surfaces will be easy to clean and maintain. Also referred to as a work surface or work top with sink. Available in a choice of colors, depths and sink shapes. Used for various applications in patient rooms, restrooms and throughout the facility. Usually a part of a casework interior design program. Unit does not include the drain and faucet.
F2010 | Basket, Wastepaper, Step-On | 1 | VV | "Step-on" wastepaper basket with inner liner and foot petal activated flip top.
M3070 | Hamper, Linen, Mobile, w/Lid | 1 | VV | Mobile linen hamper with hand or foot operated lid. Made of heavy tubular stainless steel with heavy gauge welded steel platform. Holds 25" hamper bags. Mounted on ball bearing casters. For linen transport in hospitals and clinics.
P1050 | Bathtub, Patient | 1 | CC | White acrylic bathtub used for patient bathing. Includes drain and skirt.
P5040 | Shower, Single, Hand-Held | 1 | CC | A complete, barrier-free, single hand-held, personal shower system. The shower system includes: pressure balanced mixing valve with high temperature limit stop; personal hand shower; shower hose; wall supply; and slide bar. For general purpose use throughout the facility in shower stalls.
P9050 | Toilet, Wall Hung, Siphon Jet | 1 | CC | Siphon jet water closet/ toilet. This unit is wall hung with an elongated bowl, top spud flushometer, seat with open front and check hinge, and carrier. Used in restrooms throughout the health care facility.
3 - ISC82 - AC / OP ADL Patient Clothes Closet, SCI | 3 - ISC82 - AC / OP ADL Patient Clothes Closet, SCI | 3 - ISC82 - AC / OP ADL Patient Clothes Closet, SCI | 3 - ISC82 - AC / OP ADL Patient Clothes Closet, SCI | 3 - ISC82 - AC / OP ADL Patient Clothes Closet, SCI
JSN | NAME | QTY | ACQ/INS | DESCRIPTION
E0818 | Module, Wardrobe, Extended, Patient Bedroom - Family | 1 | VV | A module of a wardrobe and cabinets for use in patient bedrooms. The unit is custom configured and will have a swing door wardrobe, a desk and various storage units with overhead cabinet and shelf. The unit will be approximately 120"W x 20" D x 84" H. The wardrobe will have a top shelf with a coat rod. The module price and dimensions are for items identified in the PDF document. Many different configurations are available. Overhead lights may also be added to the module
4 - ISC83 - AC / OP ADL Staff Treatment Station, SCI | 4 - ISC83 - AC / OP ADL Staff Treatment Station, SCI | 4 - ISC83 - AC / OP ADL Staff Treatment Station, SCI | 4 - ISC83 - AC / OP ADL Staff Treatment Station, SCI | 4 - ISC83 - AC / OP ADL Staff Treatment Station, SCI
JSN | NAME | QTY | ACQ/INS | DESCRIPTION
A1010 | Telecommunication Outlet | 2 | VV | Telecommunication outlet location.
A1015 | Telephone, Desk, Multiple Line | 1 | VV | Telephone, desk, multiple line.
E0123 | Workstation, Straight, Free Standing, 72" W | 1 | VV | This JSN will provide a whole work station typical to quickly plan work in areas in clinical or administrative spaces. There will be a price decrease if typical work stations are used with vertical hanging strips instead of panels. THIS TYPICAL INCLUDES: 4 Standard Solid Panels 2 Panel Connectors, 2-Way Corner 1 Panel-to-Panel Connector 2 Finished End Hardware 1 Cantilevered, Work Surface 2 Lockable Flipper Units 2 Shelf, Storage/Displays 2 Lights 1 Tack board 1 Tool Rail 1 Paper Tray 1 Diagonal Tray 1 Adjustable Keyboard Tray 1 Mobile Pedestal, Box/File
F0275 | Chair, Swivel, High Back | 1 | VV | Highback contemporary swivel chair, 41" high X 23" wide X 23" deep with five (5) caster swivel base and arms. Chair may be used at desks or in conference rooms. Back and seat are foam padded and upholstered with either woven textile fabric or vinyl.
F0420 | Cabinet, Filing, Lateral, Half Height | 1 | VV | Half height two (2) or three (3) drawer lateral filing cabinet, 28" high X 42" wide X 18" deep with recessed handles, locking device and drawer label holders. Drawers are adaptable to either letter or legal size materials.
F2000 | Basket, Wastepaper, Fire Resistant | 1 | VV | Wastepaper basket, fire resistant, approximately 40 quart capacity. This unit is used to collect and temporarily store small quantities of paper refuse in patient rooms, administrative areas and nursing stations. Size and shape varies depending on the application and manufacturer selected.
M1801 | Computer, Microprocessing, w/Flat Panel Monitor | 1 | VV | Desk top microprocessing computer. The unit shall consist of a central processing mini tower, flat panel monitor, keyboard, mouse and speakers. The system shall have the following minimum characteristics: a 2.8 GHz Pentium processor; 512 MB memory; 80GB hard drive; 32/48x CD-ROMDVD combo; 1.44MB network interface card; video 32 MB NVIDIA; a 18 inch flat panel monitor. The computer is used throughout the facility to input, manipulate and retrieve information.
11 - SCI/D CENTER ACUTE CARE / OUTPATIENT (AC/OP) THERAPY SUPPORT AREA | 11 - SCI/D CENTER ACUTE CARE / OUTPATIENT (AC/OP) THERAPY SUPPORT AREA | 11 - SCI/D CENTER ACUTE CARE / OUTPATIENT (AC/OP) THERAPY SUPPORT AREA | 11 - SCI/D CENTER ACUTE CARE / OUTPATIENT (AC/OP) THERAPY SUPPORT AREA | 11 - SCI/D CENTER ACUTE CARE / OUTPATIENT (AC/OP) THERAPY SUPPORT AREA
1 - SB071 - SCI AC / OP Therapy Accessible Waiting, Bldg Sprt | 1 - SB071 - SCI AC / OP Therapy Accessible Waiting, Bldg Sprt | 1 - SB071 - SCI AC / OP Therapy Accessible Waiting, Bldg Sprt | 1 - SB071 - SCI AC / OP Therapy Accessible Waiting, Bldg Sprt | 1 - SB071 - SCI AC / OP Therapy Accessible Waiting, Bldg Sprt
JSN | NAME | QTY | ACQ/INS | DESCRIPTION
A5077 | Dispenser, Hand Sanitizer, Hands-Free | 1 | VV | A touch free wall-mounted hand sanitizer dispenser. For use throughout a healthcare facility. Unit does not include the sanitizing liquid. Units are battery operated.
A5210 | Bracket, Television, Wall Mounted, w/Adjust Arm | 1 | VV | Wall mounted television bracket with adjustable arm. Consists of movable arm with minimum 120 degree swivel. Designed for holding wall mounted, flat panel television units in patient rooms.
A5220 | Bracket, Television, Wall Backing | 1 | CC | Wall mounted television bracket backing which provides additional support and strength for the installation of the television bracket. Option available for interior or exterior plate and sized for 12” 16” or 24” stud spacing.
A6046 | Artwork, Decorative, With Frame | 1 | VV | This JSN is to be used for determining and defining location of decorative artwork.
F0206 | Chair, Side, Bariatric, With Arms | 1 | VV | A bariatric side chair with arms for use in a waiting room, lobby or other patient area. Chair will have a padded seat and back and have a capacity of 800 pounds.
F0305 | Chair, Waiting Room, Single | 4 | VV | Single seat waiting room chair with foam padded seat and back. Upholstered with either woven fabric textile or vinyl. Arms and floor glides included.
F2000 | Basket, Wastepaper, Fire Resistant | 1 | VV | Wastepaper basket, fire resistant, approximately 40 quart capacity. This unit is used to collect and temporarily store small quantities of paper refuse in patient rooms, administrative areas and nursing stations. Size and shape varies depending on the application and manufacturer selected.
F2300 | Rack, Magazine, Wall Mounted | 1 | VV | Wall mounted magazine rack with nine (9) magazine holding compartments.
F3200 | Clock, Battery, 12" Diameter | 1 | VV | Clock, 12" diameter. Round surface, easy to read numbers with sweep second hand. Wall mounted unit for use when impractical to install a fully synchronized clock system. Battery operated, (batteries not included).
M0506 | Television, Flat Screen | 1 | VV | Flat screen television with approximately 32'" to 40' diagonal screen size. The TV will have built-in speakers, NTSC tuner, a 16:9 wide screen aspect ratio, a minimum of 1280 x 768 resolution and a remote control.
2 - SC183 - SCI AC / OP Therapy Reception, Clncl Sprt | 2 - SC183 - SCI AC / OP Therapy Reception, Clncl Sprt | 2 - SC183 - SCI AC / OP Therapy Reception, Clncl Sprt | 2 - SC183 - SCI AC / OP Therapy Reception, Clncl Sprt | 2 - SC183 - SCI AC / OP Therapy Reception, Clncl Sprt
JSN | NAME | QTY | ACQ/INS | DESCRIPTION
A1015 | Telephone, Desk, Multiple Line | 1 | VV | Telephone, desk, multiple line.
A6105 | Counter, Reception Control, Built-In | 1 | CC | Counter, control, inpatient, built-in. Consists of two 18” wide base cabinets with two drawers and file drawer, two 30” wide pencil drawers and two 18” wide base cabinet with four drawers. The countertop shall be a composition of wood particle core with plastic laminate surface having a hard smooth surface finish, standard thickness of 1” and a 4” butt backsplash/curb. Pricing based on a 30" depth.
F0275 | Chair, Swivel, High Back | 1 | VV | Highback contemporary swivel chair, 41" high X 23" wide X 23" deep with five (5) caster swivel base and arms. Chair may be used at desks or in conference rooms. Back and seat are foam padded and upholstered with either woven textile fabric or vinyl.
F2000 | Basket, Wastepaper, Fire Resistant | 1 | VV | Wastepaper basket, fire resistant, approximately 40 quart capacity. This unit is used to collect and temporarily store small quantities of paper refuse in patient rooms, administrative areas and nursing stations. Size and shape varies depending on the application and manufacturer selected.
M1801 | Computer, Microprocessing, w/Flat Panel Monitor | 1 | VV | Desk top microprocessing computer. The unit shall consist of a central processing mini tower, flat panel monitor, keyboard, mouse and speakers. The system shall have the following minimum characteristics: a 2.8 GHz Pentium processor; 512 MB memory; 80GB hard drive; 32/48x CD-ROMDVD combo; 1.44MB network interface card; video 32 MB NVIDIA; a 18 inch flat panel monitor. The computer is used throughout the facility to input, manipulate and retrieve information.
3 - SC165 - SCI AC / OP Therapy Patient Check-in Kiosk, Clncl Sprt | 3 - SC165 - SCI AC / OP Therapy Patient Check-in Kiosk, Clncl Sprt | 3 - SC165 - SCI AC / OP Therapy Patient Check-in Kiosk, Clncl Sprt | 3 - SC165 - SCI AC / OP Therapy Patient Check-in Kiosk, Clncl Sprt | 3 - SC165 - SCI AC / OP Therapy Patient Check-in Kiosk, Clncl Sprt
JSN | NAME | QTY | ACQ/INS | DESCRIPTION
M1890 | Kiosk, Educational, Stand-Up | 1 | VV | A free standing Kiosk providing educational information for patients. The kiosk will, as a minimum, include a computer, an LCD display of approximately 19" with a touch screen, keyboard with track ball, speakers, printer, card reader, bar code scanner and housed in a durable steel enclosure. The unit will contain all necessary software packages to satisfy a wide spectrum of information distribution. Final configuration of kiosk will be determined at time of purchase.
4 - SB201 - SCI AC / OP Patient Toilet, Bldg Sprt | 4 - SB201 - SCI AC / OP Patient Toilet, Bldg Sprt | 4 - SB201 - SCI AC / OP Patient Toilet, Bldg Sprt | 4 - SB201 - SCI AC / OP Patient Toilet, Bldg Sprt | 4 - SB201 - SCI AC / OP Patient Toilet, Bldg Sprt
JSN | NAME | QTY | ACQ/INS | DESCRIPTION
A1067 | Mirror, Float Glass, ADA Accessible | 1 | CC | A high quality 1/4" polished float glass mirror with a stainless steel frame. Frame holds mirror in a tilted position for accessibility and compliance with ADA requirements. Mirror has a galvanized steel back secured to frame with concealed screws with integral horizontal hanging brackets. Mirror shall be approximately 18" wide and 36" high. Other sizes are available.
A5075 | Dispenser, Soap, Disposable | 1 | VV | Disposable soap dispenser. One-handed dispensing operation. Designed to accommodate disposable soap cartridge and valve.
A5082 | Dispenser, Paper Towel, Sensor, Hands Free | 1 | CC | A surface mounted, sensor activated, automatic, roll paper towel dispenser. The unit dispenses a paper towel automatically only when hands are place in position below the dispenser for maximum sanitation and hygiene. May include adjustable settings for sheet length, time delay, and sensor range. Unit is battery operated or with optional AC power adapter.
A5090 | Disposal, Sanitary Napkin, SS, Surface Mounted | 1 | CC | A surface mounted, satin finish stainless steel, sanitary napkin disposal. Disposal features a flip-up cover, secured to the container by a heavy duty stainless steel piano-hinge. Disposal may be secured to wall or toilet partition. For general purpose use in female toilet stalls or rooms and uni-sex toilet rooms.
A5109 | Grab Bar, 1-1/4" Dia., SS, 2 Wall, W/C Accessible | 1 | CC | A 1-1/4" diameter, satin finish stainless steel, peened gripping surface, 2 wall toilet stall/ room, grab bar with concealed mounting flanges. Snap over flanges are provided to conceal mounting screws. A selection of mounting kits and concealed anchor devices are available from the manufacturers for different types of installations. Grab bar shall comply with barrier-free accessibility guidelines for structural strength. For typical water closet applications in toilet stalls and rooms where ADA (American's With Disabilities Act) requirements must be met.
A5145 | Hook, Garment, Double, SS, Surface Mounted | 1 | CC | A surface mounted, satin finish stainless steel, double garment hook. Equipped with a concealed mounting bracket that is secured to a concealed wall plate. For general purpose use throughout the facility to hang various items of apparel.
A5200 | Dispenser, Toilet Tissue, SS, 2-Roll, Surface Mntd | 1 | CC | A concealed surface mounted, double roll, satin finish stainless steel, toilet tissue dispenser. Unit accommodates two standard-core toilet tissue rolls through 5" in diameter. Spindles are chrome plated plastic with a heavy-duty internal spring and turn freely for non-controlled delivery. For general purpose use in restrooms.
F2010 | Basket, Wastepaper, Step-On | 1 | VV | "Step-on" wastepaper basket with inner liner and foot petal activated flip top.
P3000 | Lavatory, Vitreous China, Straight Back | 1 | CC | Wall mounted, vitreous china lavatory (approximate bowl size 7"x15"x10") with: straight-front apron, straight or contoured back; faucet holes on 4" centers; gooseneck spout; wrist blade handles; and grid strainer. It shall be suitable for use in clinics, offices, washrooms or patient care areas.
P9050 | Toilet, Wall Hung, Siphon Jet | 1 | CC | Siphon jet water closet/ toilet. This unit is wall hung with an elongated bowl, top spud flushometer, seat with open front and check hinge, and carrier. Used in restrooms throughout the health care facility.
5 - SC471 - SCI AC / OP Clean Linen Room, EMS | 5 - SC471 - SCI AC / OP Clean Linen Room, EMS | 5 - SC471 - SCI AC / OP Clean Linen Room, EMS | 5 - SC471 - SCI AC / OP Clean Linen Room, EMS | 5 - SC471 - SCI AC / OP Clean Linen Room, EMS
JSN | NAME | QTY | ACQ/INS | DESCRIPTION
M2055 | Shelving, Storage, Wire, CRS, w/Adjustable Shelves | 1 | VV | Stationary, wire, shelving unit. Unit has fully adjustable shelves constructed of stainless steel. For use in general purpose storage areas. Shelving is provided in various sizes and configurations. Price provided is for a unit approximately 74"H x 18"D x 48"W with four shelves.
6 - SC452 - SCI AC / OP Soiled Linen Room, EMS | 6 - SC452 - SCI AC / OP Soiled Linen Room, EMS | 6 - SC452 - SCI AC / OP Soiled Linen Room, EMS | 6 - SC452 - SCI AC / OP Soiled Linen Room, EMS | 6 - SC452 - SCI AC / OP Soiled Linen Room, EMS
JSN | NAME | QTY | ACQ/INS | DESCRIPTION
F0510 | Cart, Linen, Soiled | 1 | VV | Soiled linen collection cart, approximately 70" H x 68" W x 28" D with four (4) casters. Used to transport clean or soiled laundry.
7 - SB244 - SCI AC / OP Housekeeping Aides Closet (HAC), Bldg Sprt | 7 - SB244 - SCI AC / OP Housekeeping Aides Closet (HAC), Bldg Sprt | 7 - SB244 - SCI AC / OP Housekeeping Aides Closet (HAC), Bldg Sprt | 7 - SB244 - SCI AC / OP Housekeeping Aides Closet (HAC), Bldg Sprt | 7 - SB244 - SCI AC / OP Housekeeping Aides Closet (HAC), Bldg Sprt
JSN | NAME | QTY | ACQ/INS | DESCRIPTION
A5075 | Dispenser, Soap, Disposable | 1 | VV | Disposable soap dispenser. One-handed dispensing operation. Designed to accommodate disposable soap cartridge and valve.
A5080 | Dispenser, Paper Towel, SS, Surface Mounted | 1 | CC | A surface mounted, satin finish stainless steel, single-fold, paper towel dispenser. Dispenser features: tumbler lock; front hinged at bottom; and refill indicator slot. Minimum capacity 400 single-fold paper towels. For general purpose use throughout the facility.
A5107 | Dispenser, Glove, Surgical/Examination, Wall Mntd | 1 | VV | Examination three (Small Medium, Large) glove dispenser box for wall mounting. Fabricated of either cold rolled steel with a white baked enamel finish, plastic or acrylic. Hardware not included, Option 3 powder coated steel.
A5135 | Shelf, Utility W/ Mop/Broom Holders, SS, Surf Mntd | 1 | CC | A surface mounted, satin finish stainless steel, utility shelf with a maximum of 6 mop/broom holders and 5 rag hooks. Utility shelf features: 8" deep shelf; mounting brackets welded to shelf; spring activated rubber cam holders; and drying rod. Unit is available in various widths 30" (minimum, 3 holders and 2 hooks) to 48" (maximum, 6 holders and 5 hooks). For use in janitor closets. Pricing based on a 36" width.
F0500 | Cart, Janitor's | 1 | VV | Janitors cart, 38" high X 66" wide X 20" deep with 25 gallon heavy duty collection bag. Accommodations for locking vault and janitorial support items (broom, dust pan, chemicals, mop and mop bucket; not included).
F0505 | Bucket, Mop, With Wringer, 26 Quart | 1 | VV | Mobile mop bucket / wringer combination, approximately 35" H x 17" W x 22" D with four 2" casters. Total capacity is 26 quarts. Unit used for general hard surface floor maintenance.
P2000 | Eyewash, Wall Mounted, Hands-Free | 1 | CC | Wall mounted emergency eye wash station. The flow of water from the unit is activated by hand. Upon initiation of water flow the unit will operate hands free to provide streams of water to clear foreign particles or dilute caustic liquids from the eyes in emergency situations. Used in laboratories and areas of the hospital where employees are subject to foreign bodies or liquid material to the eyes.
P2451 | Valve, Mixing, Thermostatic, Eyewash | 1 | CC | Emergency tempering valve thermostatically mixes hot and cold water to provide a safe fluid supply for a single emergency eye/face wash with a flow rate of 10 gpm (38.8L)
P4700 | Sink, Mop, Molded Stone | 1 | CC | Mop service sink approximately 10"H x 36"W x 24"D. Also called a mop service basin and a mop receptor. Unit is made of molded stone and is a one piece item. It shall include a service faucet hose, hose bracket and mop hanger. Used in utility rooms for cleaning mops and floor cleaning equipment.
12 - SCI/D CENTER ACUTE CARE HOME ENVIRONMENT (AC-HE) AREA | 12 - SCI/D CENTER ACUTE CARE HOME ENVIRONMENT (AC-HE) AREA | 12 - SCI/D CENTER ACUTE CARE HOME ENVIRONMENT (AC-HE) AREA | 12 - SCI/D CENTER ACUTE CARE HOME ENVIRONMENT (AC-HE) AREA | 12 - SCI/D CENTER ACUTE CARE HOME ENVIRONMENT (AC-HE) AREA
1 - ISC91 - AC / OP HE Living / Dining Room, SCI | 1 - ISC91 - AC / OP HE Living / Dining Room, SCI | 1 - ISC91 - AC / OP HE Living / Dining Room, SCI | 1 - ISC91 - AC / OP HE Living / Dining Room, SCI | 1 - ISC91 - AC / OP HE Living / Dining Room, SCI
JSN | NAME | QTY | ACQ/INS | DESCRIPTION
A5210 | Bracket, Television, Wall Mounted, w/Adjust Arm | 1 | VV | Wall mounted television bracket with adjustable arm. Consists of movable arm with minimum 120 degree swivel. Designed for holding wall mounted, flat panel television units in patient rooms.
A5220 | Bracket, Television, Wall Backing | 1 | CC | Wall mounted television bracket backing which provides additional support and strength for the installation of the television bracket. Option available for interior or exterior plate and sized for 12” 16” or 24” stud spacing.
A6046 | Artwork, Decorative, With Frame | 1 | VV | This JSN is to be used for determining and defining location of decorative artwork.
F0205 | Chair, Side With Arms | 3 | VV | Upholstered side chair, 32" high X 21" wide X 23" deep with arms, padded seats and padded backs. Seat height is a minimum of 17". Available with or without sled base.
F0250 | Chair, Arm, Lounge Type | 2 | VV | Lounge chair approximately 33" high X 28" wide X 29" deep, with arms and floor glides. Chair completely padded and upholstered in either woven textile fabric or vinyl.
F0306 | Sofa, Waiting, Bariatric | 1 | VV | A sofa with a weight capacity of 800 pounds for use for use in a waiting room, lobby or other patient area. Sofa will be upholstered in a durable fabric for long lasting wear.
F0600 | Credenza, Executive, Wood | 1 | VV | Executive credenza with two (2) box drawers, two (2) file drawers, a center closed storage area with adjustable shelf and floor glides.
F0740 | Table, Occasional, Lamp | 2 | VV | Occasional lamp table (end table) approximately 20" high X 27" wide X 27" deep with choice of finishes (wood, oak veneer, or high pressure laminate).
F0795 | Table, Dining | 1 | VV | Dining table. Round 42" diameter or square 42" X 42". Used in dining facilities and can comfortably seat up to four (4) persons.
F2000 | Basket, Wastepaper, Fire Resistant | 1 | VV | Wastepaper basket, fire resistant, approximately 40 quart capacity. This unit is used to collect and temporarily store small quantities of paper refuse in patient rooms, administrative areas and nursing stations. Size and shape varies depending on the application and manufacturer selected.
F2420 | Lamp, Table, With Shade | 2 | VV | Table lamp, 27-34" high X 6" wide X 6" deep with linen shade. Convenience outlet required at point of use.
M0515 | Television, HD, 40" Class | 1 | VV | High definition (HDTV) multimedia flat panel LED 40" class display television. The TV will have a 16:9 wide screen aspect ratio, minimum of 1920 x 1080 display resolution, digital tuner, minimum refresh rate of 60Hz, minimum of two HDMI ports and 1 USB port ENERGY STAR certified.
2 - ISC92 - AC / OP HE Kitchen, SCI | 2 - ISC92 - AC / OP HE Kitchen, SCI | 2 - ISC92 - AC / OP HE Kitchen, SCI | 2 - ISC92 - AC / OP HE Kitchen, SCI | 2 - ISC92 - AC / OP HE Kitchen, SCI
JSN | NAME | QTY | ACQ/INS | DESCRIPTION
A5075 | Dispenser, Soap, Disposable | 2 | VV | Disposable soap dispenser. One-handed dispensing operation. Designed to accommodate disposable soap cartridge and valve.
A5082 | Dispenser, Paper Towel, Sensor, Hands Free | 2 | CC | A surface mounted, sensor activated, automatic, roll paper towel dispenser. The unit dispenses a paper towel automatically only when hands are place in position below the dispenser for maximum sanitation and hygiene. May include adjustable settings for sheet length, time delay, and sensor range. Unit is battery operated or with optional AC power adapter.
C04E0 | Cabinet, U/C/B, 1 Shelf, 1 Drawer, 2 DO, 36x36x22 | 2 | CC | Standing height under counter base cabinet with an adjustable shelf and a full width drawer above solid hinged doors. Also referred to as a combination cabinet or a drawer and cupboard cabinet. For general purpose use throughout the facility.
C05P0 | Cabinet, Sink, U/C/B, 2 Door, 36x48x22 | 1 | CC | Standing height under counter base sink cabinet with solid hinged doors. Also referred to as a double-door sink cabinet. For general purpose use throughout the facility where a sink is to be used. Coordinate actual clear cabinet dimension with the actual outside dimension of sink that is specified to ensure that they are compatible.
CB020 | Cabinet, W/H, 2 Shelf, 1 DO, Sloping Top, 38x24x13 | 1 | CC | Wall hung cabinet with two adjustable shelves, solid right or left-hinged door (appropriate door hinge configuration to be indicated on equipment elevation drawings), and sloping top. Also referred to as a solid hinged single door case. For general purpose use throughout the facility.
CS230 | Sink, SS, Double Compartment, 10x14x16 ID | 1 | CC | Double compartment stainless steel sink, drop-in, self-rimming, ledge-type, connected with a drain and provided with a mixing faucet. It shall also be provided with pre-punched fixture holes on 4" center, integral back ledge to accommodate deck-mounted fixtures, brushed/polished interior and top surfaces, and sound deadened. Recommended for use in suspended or U/C/B sink cabinets having a high plastic laminate or Chemsurf laminate countertop/work surface. Coordinate actual outside sink dimensions with the actual clear dimension of cabinet specified to ensure that they are compatible. For general purpose use throughout the facility.
CT020 | Countertop, Solid Surface | 2 | CC | A solid, nonporous countertop with a smooth seamless appearance. Easy to clean and maintain and with proper cleaning does not support the growth of mold. An acrylic-based solid surface product. Standard thickness of 1", and a 4" butt backsplash/curb. Also referred to as a work surface or work top. Available in a choice of colors and depths. Used in lab and other hospital areas requiring optimum physical and chemical resisting properties.
F2010 | Basket, Wastepaper, Step-On | 1 | VV | "Step-on" wastepaper basket with inner liner and foot petal activated flip top.
K1552 | Brewer, Coffee, Auto, Elect, 3 Burner, Front/Back | 1 | VV | Space saving front to back automatic coffee maker. This unit includes a heating tank, connection for a cold water supply, decanter service with three burners, funnel and a water flow controller. The unit is used for semi-automatic coffee brewing in cafeterias and commercial institutions. The unit automatically shuts off the water flow when enough has passed through to fill the pot. The unit is normally provided plumbed with a hot water faucet to the side for making other hot drinks (tea, cider, cocoa, etc.). The database height dimension does not include the clearance for coffee decanters warming on the upper burners.
K2515 | Dishwasher, Household | 1 | CC | Household dishwasher. The unit features several wash cycles for different types of tableware, electronic or push button controls, a sound insulation package, an integral filter and disposal unit and adjustable racks. This unit is used for light work in a laboratory or patient rehabilitation in daily living area of occupational therapy.
K4665 | Oven, Microwave, Consumer | 1 | VV | Counter mounted microwave oven for average duty use. The exterior cabinet can be metal or heavy duty impact resistant plastic. The oven delivers instant energy for rapid heating, defrosting or prime cooking. The oven has touch pad controls, digital timer, power level selector and preprogrammed selectors for commonly cooked items. This oven is commonly found in staff lounges.
K4700 | Range, w/Oven, Gas | 1 | CC | Gas range with a standard or convection oven. The unit features a stainless steel front and top with painted sides; stainless steel sides are available. The range top can have a variety of configurations. The database specifications and pricing are for a six burner basic range with three burners in front and three burners in the rear. The oven has five matched rack position guides and three racks. The gas connections may be via a front or rear manifold. Different models have specific installation requirements, clearances from combustible materials and installation restrictions. Refer to the manufacturers' technical sheets. The database height dimension does not include the riser for an above range shelf. The database electrical specifications are for automatic pilot lighting. The unit is used in hospital food service operations.
P2100 | Disposal, Garbage, 2 HP Motor | 1 | CC | Garbage disposal. A two (2) horsepower versatile waste disposal unit suitable for facilities where 500 to 1000 meals are prepared and served daily. Requires eight (8) gallons per minute water flow rate, and outlet flange tapped for a two (2) inch pipe. Unit will have a manual reversing switch and shall comply with MIL SPEC No. MIL-G-15840. Multiple electrical configurations are available.
R7250 | Refrigerator/Freezer, 20 Cubic Feet | 1 | VV | Refrigerator/freezer unit. This type unit includes a food saver system that helps keep food fresher. It also includes roll out wheels and is equipped for an optional automatic icemaker. This unit is of commercial or residential design and use.
3 - ISC93 - AC / OP HE Bedroom, SCI | 3 - ISC93 - AC / OP HE Bedroom, SCI | 3 - ISC93 - AC / OP HE Bedroom, SCI | 3 - ISC93 - AC / OP HE Bedroom, SCI | 3 - ISC93 - AC / OP HE Bedroom, SCI
JSN | NAME | QTY | ACQ/INS | DESCRIPTION
A1010 | Telecommunication Outlet | 2 | VV | Telecommunication outlet location.
A1200 | Lift System, Overhead, Patient Room | 1 | VC | An overhead rail system specifically designed for patient lifting and movement for a single bed patient room. The system will consist of recessed or ceiling mounted primary and secondary rails, lift motor with rolling carriage, patient harness or seat, and a hand controller or control box with charger. System will facilitate lifting and movement of patient to and from bed to gurney, chair or other requirement. Minimum lift capability is 550 pounds. Custom design of track layout by manufacturer is essential to meet individual facility requirements.
A5108 | Waste Disposal Unit, Sharps | 1 | VV | A container for collecting and transporting syringes and other sharps for decontamination and disposal. Available in 2 gallon and 8 gallon with locking rotor. Complies with OSHA regulations for handling sharps.
A5145 | Hook, Garment, Double, SS, Surface Mounted | 1 | CC | A surface mounted, satin finish stainless steel, double garment hook. Equipped with a concealed mounting bracket that is secured to a concealed wall plate. For general purpose use throughout the facility to hang various items of apparel.
A5180 | Track, Cubicle, Surface Mounted, With Curtain | 9 | VV | Surface mounted cubicle track, with curtain. Track constructed of thick extruded aluminum. Equipped with self lubricating carriers, beaded drop chain hooks, and flame resistant curtain. To include removable end caps. Designed to be suspended around patient areas where privacy is needed. Price listed is per foot of the track, curtains to be priced per quote.
A5212 | Bracket, Television, Wall-Mounted, Tilt/Angle | 1 | VV | A wall mounted, tilt/angled TV bracket for 37" to 80" TVs. Mount will be a universal and VESA compliant unit with a load capacity of up to 130 lbs.
A5220 | Bracket, Television, Wall Backing | 1 | CC | Wall mounted television bracket backing which provides additional support and strength for the installation of the television bracket. Option available for interior or exterior plate and sized for 12” 16” or 24” stud spacing.
A6046 | Artwork, Decorative, With Frame | 1 | VV | This JSN is to be used for determining and defining location of decorative artwork.
C0025 | Cabinet, Wardrobe, 1 Door, 84x24x22 | 1 | CC | Wardrobe cabinet with a fixed shelf, clothing rod, and a solid or louvered right or left-hinged door (appropriate door hinge configuration to be indicated on the equipment elevation drawings), an optional locking door is available. Also referred to as a wardrobe case, unit or storage unit. Used for storage of clothing and personal items.
CT025 | Countertop, Solid Surface with Sink Combination | 1 | CC | A solid, nonporous countertop approximately 36"W x 22"D with a undercounter sink combination. The countertop is an acrylic-based solid surface product with a standard thickness of 1", and a 4" butt backsplash/curb. Surfaces will be easy to clean and maintain. Also referred to as a work surface or work top with sink. Available in a choice of colors, depths and sink shapes. Used for various applications in patient rooms, restrooms and throughout the facility. Usually a part of a casework interior design program. Unit does not include the drain and faucet.
F0096 | Wardrobe, Vestment, Built In | 1 | VV | Vestment wardrobe. This unit must be custom designed to conform to built-in requirements. Surfaced inside and out with high-pressure plastic laminates.
F0205 | Chair, Side With Arms | 1 | VV | Upholstered side chair, 32" high X 21" wide X 23" deep with arms, padded seats and padded backs. Seat height is a minimum of 17". Available with or without sled base.
F0315 | Chair, Sleeper | 1 | VV | Sleeper chair, 39" high X 36" wide X 74" deep (as a bed). Chair designed to convert (either fold-out or reclining) into a temporary bed used by either hospital staff or a patient's immediate family.
F0355 | Footstool, Straight | 1 | VV | Step stool. Used to assist patients getting on and off exam or surgical tables. Fitted with electrically conductive rubber tips.
F0355 | Footstool, Straight | 1 | VV | Step stool. Used to assist patients getting on and off exam or surgical tables. Fitted with electrically conductive rubber tips.
F0370 | Sofa, Sleeper, Upholstered | 1 | VV | A sleeper sofa with a highly durable, stain resistant and long lasting fabric upholstery. The sleeper sofa will be designed to limit its footprint when in the sleep configuration to approximately that in the sofa configuration. The unit is used in hospital patient rooms and hospital staff lounges. Unit will also include drawer storage for linens.
F0400 | Cabinet, Bedside, Door, Drawer | 1 | VV | Bedside cabinet for storage of both the patient's personal items and small patient support items. Approximately 31" high X 21" wide X 19" deep with one (1) drawer and one (1) closed storage closet. Drawer is removable so interior can be sanitized. May come in a 3 drawer version.
F0400 | Cabinet, Bedside, Door, Drawer | 1 | VV | Bedside cabinet for storage of both the patient's personal items and small patient support items. Approximately 31" high X 21" wide X 19" deep with one (1) drawer and one (1) closed storage closet. Drawer is removable so interior can be sanitized. May come in a 3 drawer version.
F0740 | Table, Occasional, Lamp | 2 | VV | Occasional lamp table (end table) approximately 20" high X 27" wide X 27" deep with choice of finishes (wood, oak veneer, or high pressure laminate).
F2010 | Basket, Wastepaper, Step-On | 1 | VV | "Step-on" wastepaper basket with inner liner and foot petal activated flip top.
F2406 | Bed, Residential, Long Term Care | 1 | VV | Home environment style bed, aluminum frame, twin size, with head and foot board. Bed has patient control panel with ergonomic sections for resident comfort, IV rod insertion slots, safety rails, four locking brakes. Bed should move up and down to facilitate easy resident access. Mattress is not included in pricing.
F2420 | Lamp, Table, With Shade | 2 | VV | Table lamp, 27-34" high X 6" wide X 6" deep with linen shade. Convenience outlet required at point of use.
F3050 | Whiteboard, Dry Erase | 1 | VV | Whiteboard unit, approximately 36" H x 48" W consisting of a white porcelain enamel writing surface with an attached chalk tray. Magnetic surface available. Image can be easily removed with a standard chalkboard eraser. For use with water color pens. Unit is ready to hang.
F3200 | Clock, Battery, 12" Diameter | 1 | VV | Clock, 12" diameter. Round surface, easy to read numbers with sweep second hand. Wall mounted unit for use when impractical to install a fully synchronized clock system. Battery operated, (batteries not included).
4 - ISC94 - AC / OP HE Bathroom, SCI | 4 - ISC94 - AC / OP HE Bathroom, SCI | 4 - ISC94 - AC / OP HE Bathroom, SCI | 4 - ISC94 - AC / OP HE Bathroom, SCI | 4 - ISC94 - AC / OP HE Bathroom, SCI
JSN | NAME | QTY | ACQ/INS | DESCRIPTION
A1066 | Mirror, Float Glass, With SS Frame | 1 | CC | A high quality 1/4" polished float glass mirror 36X18, framed in a one-piece, bright polished, stainless steel channel frame with 90° mitered corners. All edges of the mirror are protected by absorbing filler strips. Mirror has a galvanized steel back with integral horizontal hanging brackets and wall hanger for concealed mounting. For mounting above single wall mounted lavatories located in toilet areas, Doctors examination offices, etc. May also be used above double lavatories, either wall or countertop mounted, found in restroom areas.
A5075 | Dispenser, Soap, Disposable | 1 | VV | Disposable soap dispenser. One-handed dispensing operation. Designed to accommodate disposable soap cartridge and valve.
A5077 | Dispenser, Hand Sanitizer, Hands-Free | 1 | VV | A touch free wall-mounted hand sanitizer dispenser. For use throughout a healthcare facility. Unit does not include the sanitizing liquid. Units are battery operated.
A5082 | Dispenser, Paper Towel, Sensor, Hands Free | 1 | CC | A surface mounted, sensor activated, automatic, roll paper towel dispenser. The unit dispenses a paper towel automatically only when hands are place in position below the dispenser for maximum sanitation and hygiene. May include adjustable settings for sheet length, time delay, and sensor range. Unit is battery operated or with optional AC power adapter.
A5090 | Disposal, Sanitary Napkin, SS, Surface Mounted | 1 | CC | A surface mounted, satin finish stainless steel, sanitary napkin disposal. Disposal features a flip-up cover, secured to the container by a heavy duty stainless steel piano-hinge. Disposal may be secured to wall or toilet partition. For general purpose use in female toilet stalls or rooms and uni-sex toilet rooms.
A5109 | Grab Bar, 1-1/4" Dia., SS, 2 Wall, W/C Accessible | 2 | CC | A 1-1/4" diameter, satin finish stainless steel, peened gripping surface, 2 wall toilet stall/ room, grab bar with concealed mounting flanges. Snap over flanges are provided to conceal mounting screws. A selection of mounting kits and concealed anchor devices are available from the manufacturers for different types of installations. Grab bar shall comply with barrier-free accessibility guidelines for structural strength. For typical water closet applications in toilet stalls and rooms where ADA (American's With Disabilities Act) requirements must be met.
A5145 | Hook, Garment, Double, SS, Surface Mounted | 1 | CC | A surface mounted, satin finish stainless steel, double garment hook. Equipped with a concealed mounting bracket that is secured to a concealed wall plate. For general purpose use throughout the facility to hang various items of apparel.
A5175 | Soap Dish, With Bar, SS, Recessed | 1 | CC | A recessed mounted, satin finish stainless steel, soap dish with bar. Soap dish furnished with retaining lip and mounting clamp for installation in stud walls or countertop aprons. For general purpose use in shower stalls or at bathtub locations.
A5200 | Dispenser, Toilet Tissue, SS, 2-Roll, Surface Mntd | 1 | CC | A concealed surface mounted, double roll, satin finish stainless steel, toilet tissue dispenser. Unit accommodates two standard-core toilet tissue rolls through 5" in diameter. Spindles are chrome plated plastic with a heavy-duty internal spring and turn freely for non-controlled delivery. For general purpose use in restrooms.
CT025 | Countertop, Solid Surface with Sink Combination | 1 | CC | A solid, nonporous countertop approximately 36"W x 22"D with a undercounter sink combination. The countertop is an acrylic-based solid surface product with a standard thickness of 1", and a 4" butt backsplash/curb. Surfaces will be easy to clean and maintain. Also referred to as a work surface or work top with sink. Available in a choice of colors, depths and sink shapes. Used for various applications in patient rooms, restrooms and throughout the facility. Usually a part of a casework interior design program. Unit does not include the drain and faucet.
F2010 | Basket, Wastepaper, Step-On | 1 | VV | "Step-on" wastepaper basket with inner liner and foot petal activated flip top.
P1050 | Bathtub, Patient | 1 | CC | White acrylic bathtub used for patient bathing. Includes drain and skirt.
P5040 | Shower, Single, Hand-Held | 1 | CC | A complete, barrier-free, single hand-held, personal shower system. The shower system includes: pressure balanced mixing valve with high temperature limit stop; personal hand shower; shower hose; wall supply; and slide bar. For general purpose use throughout the facility in shower stalls.
P9050 | Toilet, Wall Hung, Siphon Jet | 1 | CC | Siphon jet water closet/ toilet. This unit is wall hung with an elongated bowl, top spud flushometer, seat with open front and check hinge, and carrier. Used in restrooms throughout the health care facility.
5 - ISC95 - AC / OP HE Storage Room, SCI | 5 - ISC95 - AC / OP HE Storage Room, SCI | 5 - ISC95 - AC / OP HE Storage Room, SCI | 5 - ISC95 - AC / OP HE Storage Room, SCI | 5 - ISC95 - AC / OP HE Storage Room, SCI
JSN | NAME | QTY | ACQ/INS | DESCRIPTION
M2055 | Shelving, Storage, Wire, CRS, w/Adjustable Shelves | 1 | VV | Stationary, wire, shelving unit. Unit has fully adjustable shelves constructed of stainless steel. For use in general purpose storage areas. Shelving is provided in various sizes and configurations. Price provided is for a unit approximately 74"H x 18"D x 48"W with four shelves.
14 - SCI/D CENTER LONG TERM CARE HOME (LTC-H) RECEPTION AREA | 14 - SCI/D CENTER LONG TERM CARE HOME (LTC-H) RECEPTION AREA | 14 - SCI/D CENTER LONG TERM CARE HOME (LTC-H) RECEPTION AREA | 14 - SCI/D CENTER LONG TERM CARE HOME (LTC-H) RECEPTION AREA | 14 - SCI/D CENTER LONG TERM CARE HOME (LTC-H) RECEPTION AREA
1 - SB071 - SCI LTC Accessible Waiting, Bldg Sprt | 1 - SB071 - SCI LTC Accessible Waiting, Bldg Sprt | 1 - SB071 - SCI LTC Accessible Waiting, Bldg Sprt | 1 - SB071 - SCI LTC Accessible Waiting, Bldg Sprt | 1 - SB071 - SCI LTC Accessible Waiting, Bldg Sprt
JSN | NAME | QTY | ACQ/INS | DESCRIPTION
A5077 | Dispenser, Hand Sanitizer, Hands-Free | 1 | VV | A touch free wall-mounted hand sanitizer dispenser. For use throughout a healthcare facility. Unit does not include the sanitizing liquid. Units are battery operated.
A5210 | Bracket, Television, Wall Mounted, w/Adjust Arm | 1 | VV | Wall mounted television bracket with adjustable arm. Consists of movable arm with minimum 120 degree swivel. Designed for holding wall mounted, flat panel television units in patient rooms.
A5220 | Bracket, Television, Wall Backing | 1 | CC | Wall mounted television bracket backing which provides additional support and strength for the installation of the television bracket. Option available for interior or exterior plate and sized for 12” 16” or 24” stud spacing.
A6046 | Artwork, Decorative, With Frame | 1 | VV | This JSN is to be used for determining and defining location of decorative artwork.
F0206 | Chair, Side, Bariatric, With Arms | 1 | VV | A bariatric side chair with arms for use in a waiting room, lobby or other patient area. Chair will have a padded seat and back and have a capacity of 800 pounds.
F0305 | Chair, Waiting Room, Single | 4 | VV | Single seat waiting room chair with foam padded seat and back. Upholstered with either woven fabric textile or vinyl. Arms and floor glides included.
F2000 | Basket, Wastepaper, Fire Resistant | 1 | VV | Wastepaper basket, fire resistant, approximately 40 quart capacity. This unit is used to collect and temporarily store small quantities of paper refuse in patient rooms, administrative areas and nursing stations. Size and shape varies depending on the application and manufacturer selected.
F2300 | Rack, Magazine, Wall Mounted | 1 | VV | Wall mounted magazine rack with nine (9) magazine holding compartments.
F3200 | Clock, Battery, 12" Diameter | 1 | VV | Clock, 12" diameter. Round surface, easy to read numbers with sweep second hand. Wall mounted unit for use when impractical to install a fully synchronized clock system. Battery operated, (batteries not included).
M0506 | Television, Flat Screen | 1 | VV | Flat screen television with approximately 32'" to 40' diagonal screen size. The TV will have built-in speakers, NTSC tuner, a 16:9 wide screen aspect ratio, a minimum of 1280 x 768 resolution and a remote control.
2 - SB132 - SCI LTC Information Desk, Bldg Sprt | 2 - SB132 - SCI LTC Information Desk, Bldg Sprt | 2 - SB132 - SCI LTC Information Desk, Bldg Sprt | 2 - SB132 - SCI LTC Information Desk, Bldg Sprt | 2 - SB132 - SCI LTC Information Desk, Bldg Sprt
JSN | NAME | QTY | ACQ/INS | DESCRIPTION
A1010 | Telecommunication Outlet | 1 | VV | Telecommunication outlet location.
A1015 | Telephone, Desk, Multiple Line | 1 | VV | Telephone, desk, multiple line.
A6105 | Counter, Reception Control, Built-In | 1 | CC | Counter, control, inpatient, built-in. Consists of two 18” wide base cabinets with two drawers and file drawer, two 30” wide pencil drawers and two 18” wide base cabinet with four drawers. The countertop shall be a composition of wood particle core with plastic laminate surface having a hard smooth surface finish, standard thickness of 1” and a 4” butt backsplash/curb. Pricing based on a 30" depth.
F0275 | Chair, Swivel, High Back | 1 | VV | Highback contemporary swivel chair, 41" high X 23" wide X 23" deep with five (5) caster swivel base and arms. Chair may be used at desks or in conference rooms. Back and seat are foam padded and upholstered with either woven textile fabric or vinyl.
F2000 | Basket, Wastepaper, Fire Resistant | 1 | VV | Wastepaper basket, fire resistant, approximately 40 quart capacity. This unit is used to collect and temporarily store small quantities of paper refuse in patient rooms, administrative areas and nursing stations. Size and shape varies depending on the application and manufacturer selected.
M1801 | Computer, Microprocessing, w/Flat Panel Monitor | 1 | VV | Desk top microprocessing computer. The unit shall consist of a central processing mini tower, flat panel monitor, keyboard, mouse and speakers. The system shall have the following minimum characteristics: a 2.8 GHz Pentium processor; 512 MB memory; 80GB hard drive; 32/48x CD-ROMDVD combo; 1.44MB network interface card; video 32 MB NVIDIA; a 18 inch flat panel monitor. The computer is used throughout the facility to input, manipulate and retrieve information.
3 - SC004 - SCI LTC Admissions / Discharge, Clncl Sprt | 3 - SC004 - SCI LTC Admissions / Discharge, Clncl Sprt | 3 - SC004 - SCI LTC Admissions / Discharge, Clncl Sprt | 3 - SC004 - SCI LTC Admissions / Discharge, Clncl Sprt | 3 - SC004 - SCI LTC Admissions / Discharge, Clncl Sprt
JSN | NAME | QTY | ACQ/INS | DESCRIPTION
A1010 | Telecommunication Outlet | 1 | VV | Telecommunication outlet location.
A1015 | Telephone, Desk, Multiple Line | 1 | VV | Telephone, desk, multiple line.
A6105 | Counter, Reception Control, Built-In | 1 | CC | Counter, control, inpatient, built-in. Consists of two 18” wide base cabinets with two drawers and file drawer, two 30” wide pencil drawers and two 18” wide base cabinet with four drawers. The countertop shall be a composition of wood particle core with plastic laminate surface having a hard smooth surface finish, standard thickness of 1” and a 4” butt backsplash/curb. Pricing based on a 30" depth.
F0275 | Chair, Swivel, High Back | 1 | VV | Highback contemporary swivel chair, 41" high X 23" wide X 23" deep with five (5) caster swivel base and arms. Chair may be used at desks or in conference rooms. Back and seat are foam padded and upholstered with either woven textile fabric or vinyl.
F2000 | Basket, Wastepaper, Fire Resistant | 1 | VV | Wastepaper basket, fire resistant, approximately 40 quart capacity. This unit is used to collect and temporarily store small quantities of paper refuse in patient rooms, administrative areas and nursing stations. Size and shape varies depending on the application and manufacturer selected.
M1801 | Computer, Microprocessing, w/Flat Panel Monitor | 1 | VV | Desk top microprocessing computer. The unit shall consist of a central processing mini tower, flat panel monitor, keyboard, mouse and speakers. The system shall have the following minimum characteristics: a 2.8 GHz Pentium processor; 512 MB memory; 80GB hard drive; 32/48x CD-ROMDVD combo; 1.44MB network interface card; video 32 MB NVIDIA; a 18 inch flat panel monitor. The computer is used throughout the facility to input, manipulate and retrieve information.
4 - SB086 - SCI LTC Visitor Lounge, Bldg Sprt | 4 - SB086 - SCI LTC Visitor Lounge, Bldg Sprt | 4 - SB086 - SCI LTC Visitor Lounge, Bldg Sprt | 4 - SB086 - SCI LTC Visitor Lounge, Bldg Sprt | 4 - SB086 - SCI LTC Visitor Lounge, Bldg Sprt
JSN | NAME | QTY | ACQ/INS | DESCRIPTION
A1012 | Telephone, Wall Mounted, 1 Line | 1 | VV | Telephone, wall mounted, 1 line.
A5075 | Dispenser, Soap, Disposable | 1 | VV | Disposable soap dispenser. One-handed dispensing operation. Designed to accommodate disposable soap cartridge and valve.
A5077 | Dispenser, Hand Sanitizer, Hands-Free | 1 | VV | A touch free wall-mounted hand sanitizer dispenser. For use throughout a healthcare facility. Unit does not include the sanitizing liquid. Units are battery operated.
A5080 | Dispenser, Paper Towel, SS, Surface Mounted | 1 | CC | A surface mounted, satin finish stainless steel, single-fold, paper towel dispenser. Dispenser features: tumbler lock; front hinged at bottom; and refill indicator slot. Minimum capacity 400 single-fold paper towels. For general purpose use throughout the facility.
A5210 | Bracket, Television, Wall Mounted, w/Adjust Arm | 1 | VV | Wall mounted television bracket with adjustable arm. Consists of movable arm with minimum 120 degree swivel. Designed for holding wall mounted, flat panel television units in patient rooms.
A5220 | Bracket, Television, Wall Backing | 1 | CC | Wall mounted television bracket backing which provides additional support and strength for the installation of the television bracket. Option available for interior or exterior plate and sized for 12” 16” or 24” stud spacing.
A6046 | Artwork, Decorative, With Frame | 2 | VV | This JSN is to be used for determining and defining location of decorative artwork.
C04E0 | Cabinet, U/C/B, 1 Shelf, 1 Drawer, 2 DO, 36x36x22 | 1 | CC | Standing height under counter base cabinet with an adjustable shelf and a full width drawer above solid hinged doors. Also referred to as a combination cabinet or a drawer and cupboard cabinet. For general purpose use throughout the facility.
CT020 | Countertop, Solid Surface | 1 | CC | A solid, nonporous countertop with a smooth seamless appearance. Easy to clean and maintain and with proper cleaning does not support the growth of mold. An acrylic-based solid surface product. Standard thickness of 1", and a 4" butt backsplash/curb. Also referred to as a work surface or work top. Available in a choice of colors and depths. Used in lab and other hospital areas requiring optimum physical and chemical resisting properties.
F0100 | Bin, Mail Sorting, Table Mounted | 1 | VV | Table mounted mail sorting bin with sufficient adjustable dividers to accommodate all standard size papers, and computer reports. Typical number of compartments for bin is forty eight (48).
F0115 | Bookcase, Open, 5 Shelf | 2 | VV | Freestanding open shelf bookcase, approximately 82" high X 37" wide X 18" deep with 5 (five) adjustable shelves. Unit can be separate or part of a system with available add-on shelving.
F0225 | Chair, Dining Room | 7 | VV | Dining room chair with glides. Chair has straight legs with cushioned cloth or vinyl seat.
F0255 | Chair, Easy | 1 | VV | Easy chair approximately 35" high X 28" wide X 32" deep with arms and floor glides. Arms, back and seat are foam padded and upholstered in woven textile fabric or vinyl.
F0375 | Sofa, Upholstered | 1 | VV | Executive sofa with woven fabric textile or vinyl upholstery, foam padded arms, steel spring and foam rubber backs and seats, and floor glides.
F0740 | Table, Occasional, Lamp | 1 | VV | Occasional lamp table (end table) approximately 20" high X 27" wide X 27" deep with choice of finishes (wood, oak veneer, or high pressure laminate).
F0795 | Table, Dining | 2 | VV | Dining table. Round 42" diameter or square 42" X 42". Used in dining facilities and can comfortably seat up to four (4) persons.
F2000 | Basket, Wastepaper, Fire Resistant | 1 | VV | Wastepaper basket, fire resistant, approximately 40 quart capacity. This unit is used to collect and temporarily store small quantities of paper refuse in patient rooms, administrative areas and nursing stations. Size and shape varies depending on the application and manufacturer selected.
F2420 | Lamp, Table, With Shade | 1 | VV | Table lamp, 27-34" high X 6" wide X 6" deep with linen shade. Convenience outlet required at point of use.
F3010 | Board, Bulletin, 48 x 48 | 1 | VV | Open face bulletin board. Cork posting panel with moisture proof backing. Variety of frames to choose from. Used for posting notes and messages.
F3200 | Clock, Battery, 12" Diameter | 1 | VV | Clock, 12" diameter. Round surface, easy to read numbers with sweep second hand. Wall mounted unit for use when impractical to install a fully synchronized clock system. Battery operated, (batteries not included).
K1552 | Brewer, Coffee, Auto, Elect, 3 Burner, Front/Back | 1 | VV | Space saving front to back automatic coffee maker. This unit includes a heating tank, connection for a cold water supply, decanter service with three burners, funnel and a water flow controller. The unit is used for semi-automatic coffee brewing in cafeterias and commercial institutions. The unit automatically shuts off the water flow when enough has passed through to fill the pot. The unit is normally provided plumbed with a hot water faucet to the side for making other hot drinks (tea, cider, cocoa, etc.). The database height dimension does not include the clearance for coffee decanters warming on the upper burners.
M0515 | Television, HD, 40" Class | 1 | VV | High definition (HDTV) multimedia flat panel LED 40" class display television. The TV will have a 16:9 wide screen aspect ratio, minimum of 1920 x 1080 display resolution, digital tuner, minimum refresh rate of 60Hz, minimum of two HDMI ports and 1 USB port ENERGY STAR certified.
T0175 | Cabinet, Storage, Tool | 1 | VV | Tool storage cabinet. This unit is mobile and has four separate areas to accept the different types of tools. Cabinet is used to provide the basic tools needed for "hands on" experience in wood, electricity, metal and power technology.
5 - SC267 - SCI LTC Consult Room, Clncl Sprt | 5 - SC267 - SCI LTC Consult Room, Clncl Sprt | 5 - SC267 - SCI LTC Consult Room, Clncl Sprt | 5 - SC267 - SCI LTC Consult Room, Clncl Sprt | 5 - SC267 - SCI LTC Consult Room, Clncl Sprt
JSN | NAME | QTY | ACQ/INS | DESCRIPTION
A1015 | Telephone, Desk, Multiple Line | 1 | VV | Telephone, desk, multiple line.
F0205 | Chair, Side With Arms | 1 | VV | Upholstered side chair, 32" high X 21" wide X 23" deep with arms, padded seats and padded backs. Seat height is a minimum of 17". Available with or without sled base.
F0376 | Sofa, Loveseat, Upholstered | 1 | VV | Loveseat with metal or solid wood frame. Arms, back and cushions are foam padded and upholstered in woven textile fabric. Typically used in residential living room or family room setting. Seats 2 comfortably.
F0740 | Table, Occasional, Lamp | 1 | VV | Occasional lamp table (end table) approximately 20" high X 27" wide X 27" deep with choice of finishes (wood, oak veneer, or high pressure laminate).
F0750 | Table, Office, (size as required) | 1 | VV | Office table, sized as required. May be used as either a four (4) to six (6) person conference table or as an extra work surface area.
F2000 | Basket, Wastepaper, Fire Resistant | 1 | VV | Wastepaper basket, fire resistant, approximately 40 quart capacity. This unit is used to collect and temporarily store small quantities of paper refuse in patient rooms, administrative areas and nursing stations. Size and shape varies depending on the application and manufacturer selected.
F3200 | Clock, Battery, 12" Diameter | 1 | VV | Clock, 12" diameter. Round surface, easy to read numbers with sweep second hand. Wall mounted unit for use when impractical to install a fully synchronized clock system. Battery operated, (batteries not included).
M1801 | Computer, Microprocessing, w/Flat Panel Monitor | 1 | VV | Desk top microprocessing computer. The unit shall consist of a central processing mini tower, flat panel monitor, keyboard, mouse and speakers. The system shall have the following minimum characteristics: a 2.8 GHz Pentium processor; 512 MB memory; 80GB hard drive; 32/48x CD-ROMDVD combo; 1.44MB network interface card; video 32 MB NVIDIA; a 18 inch flat panel monitor. The computer is used throughout the facility to input, manipulate and retrieve information.
6 - SB191 - SCI LTC Public Toilet, Bldg Sprt | 6 - SB191 - SCI LTC Public Toilet, Bldg Sprt | 6 - SB191 - SCI LTC Public Toilet, Bldg Sprt | 6 - SB191 - SCI LTC Public Toilet, Bldg Sprt | 6 - SB191 - SCI LTC Public Toilet, Bldg Sprt
JSN | NAME | QTY | ACQ/INS | DESCRIPTION
A1067 | Mirror, Float Glass, ADA Accessible | 1 | CC | A high quality 1/4" polished float glass mirror with a stainless steel frame. Frame holds mirror in a tilted position for accessibility and compliance with ADA requirements. Mirror has a galvanized steel back secured to frame with concealed screws with integral horizontal hanging brackets. Mirror shall be approximately 18" wide and 36" high. Other sizes are available.
A4995 | Table, Diaper Changing, Wall Mounted | 1 | CC | Wall mounted diaper changing table for use in public restrooms. Unit is a fold down system that folds upward when not in use for minimal intrusion into the room. Changing surface is contoured and has safety belt to insure that an infant will not fall from the table. Table is designed to hold no less than 250 pounds static weight. Closed dimensions are approximately 21" H x 36" W x 5" D. Open dimensions vary according to style. One system's open dimensions are 15 " high, 32" wide and 19" deep.
A5075 | Dispenser, Soap, Disposable | 1 | VV | Disposable soap dispenser. One-handed dispensing operation. Designed to accommodate disposable soap cartridge and valve.
A5082 | Dispenser, Paper Towel, Sensor, Hands Free | 1 | CC | A surface mounted, sensor activated, automatic, roll paper towel dispenser. The unit dispenses a paper towel automatically only when hands are place in position below the dispenser for maximum sanitation and hygiene. May include adjustable settings for sheet length, time delay, and sensor range. Unit is battery operated or with optional AC power adapter.
A5090 | Disposal, Sanitary Napkin, SS, Surface Mounted | 1 | CC | A surface mounted, satin finish stainless steel, sanitary napkin disposal. Disposal features a flip-up cover, secured to the container by a heavy duty stainless steel piano-hinge. Disposal may be secured to wall or toilet partition. For general purpose use in female toilet stalls or rooms and uni-sex toilet rooms.
A5109 | Grab Bar, 1-1/4" Dia., SS, 2 Wall, W/C Accessible | 1 | CC | A 1-1/4" diameter, satin finish stainless steel, peened gripping surface, 2 wall toilet stall/ room, grab bar with concealed mounting flanges. Snap over flanges are provided to conceal mounting screws. A selection of mounting kits and concealed anchor devices are available from the manufacturers for different types of installations. Grab bar shall comply with barrier-free accessibility guidelines for structural strength. For typical water closet applications in toilet stalls and rooms where ADA (American's With Disabilities Act) requirements must be met.
A5145 | Hook, Garment, Double, SS, Surface Mounted | 1 | CC | A surface mounted, satin finish stainless steel, double garment hook. Equipped with a concealed mounting bracket that is secured to a concealed wall plate. For general purpose use throughout the facility to hang various items of apparel.
A5200 | Dispenser, Toilet Tissue, SS, 2-Roll, Surface Mntd | 1 | CC | A concealed surface mounted, double roll, satin finish stainless steel, toilet tissue dispenser. Unit accommodates two standard-core toilet tissue rolls through 5" in diameter. Spindles are chrome plated plastic with a heavy-duty internal spring and turn freely for non-controlled delivery. For general purpose use in restrooms.
F2010 | Basket, Wastepaper, Step-On | 1 | VV | "Step-on" wastepaper basket with inner liner and foot petal activated flip top.
P3200 | Lavatory, Vitreous China, Slab Type w/Sens Op Fauc | 1 | CC | Wall mounted, slab type, vitreous china, lavatory (approximately 7 x 15 x 10 inches) with faucet holes on 4 inch centers; electronic sensor operated, goose neck spout and grid strainer. It shall be suitable for use in clinics, offices and patient care areas.
P9050 | Toilet, Wall Hung, Siphon Jet | 1 | CC | Siphon jet water closet/ toilet. This unit is wall hung with an elongated bowl, top spud flushometer, seat with open front and check hinge, and carrier. Used in restrooms throughout the health care facility.
15 - SCI/D CENTER LONG TERM CARE HOME (LTC-H) RESIDENT AREA | 15 - SCI/D CENTER LONG TERM CARE HOME (LTC-H) RESIDENT AREA | 15 - SCI/D CENTER LONG TERM CARE HOME (LTC-H) RESIDENT AREA | 15 - SCI/D CENTER LONG TERM CARE HOME (LTC-H) RESIDENT AREA | 15 - SCI/D CENTER LONG TERM CARE HOME (LTC-H) RESIDENT AREA
1 - RSC11 - LTC Single Resident Bedroom, SCI | 1 - RSC11 - LTC Single Resident Bedroom, SCI | 1 - RSC11 - LTC Single Resident Bedroom, SCI | 1 - RSC11 - LTC Single Resident Bedroom, SCI | 1 - RSC11 - LTC Single Resident Bedroom, SCI
JSN | NAME | QTY | ACQ/INS | DESCRIPTION
A1014 | Telephone, Wall Mounted, 1 Line, With Speaker | 1 | VV | Telephone, wall mounted, 1 line, with speaker.
A1066 | Mirror, Float Glass, With SS Frame | 1 | CC | A high quality 1/4" polished float glass mirror 36X18, framed in a one-piece, bright polished, stainless steel channel frame with 90° mitered corners. All edges of the mirror are protected by absorbing filler strips. Mirror has a galvanized steel back with integral horizontal hanging brackets and wall hanger for concealed mounting. For mounting above single wall mounted lavatories located in toilet areas, Doctors examination offices, etc. May also be used above double lavatories, either wall or countertop mounted, found in restroom areas.
A1110 | Headwall, Prefabricated, General, 1-2 bed | 1 | CC | 1-2 bed, general, prefabricated headwall. Unit consists of a patient service module for general care, single or double bed type. It contains lighting, medical gases, electrical outlets, nurse call and bed bumper. Specify number and type of medical gas and electrical outlets. Size of module will vary by type and configuration of outlets.
A1200 | Lift System, Overhead, Patient Room | 1 | VC | An overhead rail system specifically designed for patient lifting and movement for a single bed patient room. The system will consist of recessed or ceiling mounted primary and secondary rails, lift motor with rolling carriage, patient harness or seat, and a hand controller or control box with charger. System will facilitate lifting and movement of patient to and from bed to gurney, chair or other requirement. Minimum lift capability is 550 pounds. Custom design of track layout by manufacturer is essential to meet individual facility requirements.
A5075 | Dispenser, Soap, Disposable | 2 | VV | Disposable soap dispenser. One-handed dispensing operation. Designed to accommodate disposable soap cartridge and valve.
A5077 | Dispenser, Hand Sanitizer, Hands-Free | 2 | VV | A touch free wall-mounted hand sanitizer dispenser. For use throughout a healthcare facility. Unit does not include the sanitizing liquid. Units are battery operated.
A5082 | Dispenser, Paper Towel, Sensor, Hands Free | 2 | CC | A surface mounted, sensor activated, automatic, roll paper towel dispenser. The unit dispenses a paper towel automatically only when hands are place in position below the dispenser for maximum sanitation and hygiene. May include adjustable settings for sheet length, time delay, and sensor range. Unit is battery operated or with optional AC power adapter.
A5106 | Waste Disposal Unit, Sharps w/Glove Dispenser | 1 | VV | The unit is designed for the disposal of sharps and complies with OSHA guidelines for the handling of sharps. It shall house a 5 quart container and be capable of being mounted on a wall. It shall have a glove dispenser attached. The unit shall be secured by a locked enclosure.
A5145 | Hook, Garment, Double, SS, Surface Mounted | 1 | CC | A surface mounted, satin finish stainless steel, double garment hook. Equipped with a concealed mounting bracket that is secured to a concealed wall plate. For general purpose use throughout the facility to hang various items of apparel.
A5180 | Track, Cubicle, Surface Mounted, With Curtain | 1 | VV | Surface mounted cubicle track, with curtain. Track constructed of thick extruded aluminum. Equipped with self lubricating carriers, beaded drop chain hooks, and flame resistant curtain. To include removable end caps. Designed to be suspended around patient areas where privacy is needed. Price listed is per foot of the track, curtains to be priced per quote.
A5205 | Bar, Towel, 1" Diameter, SS, Surface Mounted | 2 | CC | A surface mounted, satin finish stainless steel, 1" diameter, towel bar. Support posts and flanges are one piece, chrome-plated, cast heavy brass with satin finish. Towel bar shall not rotate within support posts. Available in 18", 24" and 30" widths. For general purpose use in shower or bathtub rooms. Pricing based upon a suggested standard width of 18".
A6046 | Artwork, Decorative, With Frame | 1 | VV | This JSN is to be used for determining and defining location of decorative artwork.
C04Q0 | Cabinet, ADA Sink, Wall-Mounted | 2 | CC | Wall mounted sink support cabinet for drop-in sink with vertical fascia and angled ADA profile, also referred to as ADA sink cabinet. Removable front panel to permit access to plumbing. Medium density M-3 particle board core construction faced with high pressure vertical grade decorative plastic laminate on exposed surfaces and melamine on semi-exposed and concealed surfaces; plastic laminate edge banding. Includes all attaching hardware including support rail.
CT025 | Countertop, Solid Surface with Sink Combination | 2 | CC | A solid, nonporous countertop approximately 36"W x 22"D with a undercounter sink combination. The countertop is an acrylic-based solid surface product with a standard thickness of 1", and a 4" butt backsplash/curb. Surfaces will be easy to clean and maintain. Also referred to as a work surface or work top with sink. Available in a choice of colors, depths and sink shapes. Used for various applications in patient rooms, restrooms and throughout the facility. Usually a part of a casework interior design program. Unit does not include the drain and faucet.
F0205 | Chair, Side With Arms | 1 | VV | Upholstered side chair, 32" high X 21" wide X 23" deep with arms, padded seats and padded backs. Seat height is a minimum of 17". Available with or without sled base.
F0376 | Sofa, Loveseat, Upholstered | 1 | VV | Loveseat with metal or solid wood frame. Arms, back and cushions are foam padded and upholstered in woven textile fabric. Typically used in residential living room or family room setting. Seats 2 comfortably.
F0400 | Cabinet, Bedside, Door, Drawer | 1 | VV | Bedside cabinet for storage of both the patient's personal items and small patient support items. Approximately 31" high X 21" wide X 19" deep with one (1) drawer and one (1) closed storage closet. Drawer is removable so interior can be sanitized. May come in a 3 drawer version.
F0713 | Table, Adjustable Height 48W x 24D | 1 | VV | 48W x 24 D adjustable height electric pedestal table with C-foot configuration and integral wire management trough or tray. Height range varies by manufacturer, and model, approximately 22 to 48 inches. Steel tube construction with powder coat finish, and 1 inch thick top with high pressure laminate or wood veneer surface.System includes integral electrical components (including control box, cable trough, power cord for table; U.L. listed pop-up power strip with minimum of two simplex receptacles, data and/or USB ports as needed per facility preference).
F2010 | Basket, Wastepaper, Step-On | 1 | VV | "Step-on" wastepaper basket with inner liner and foot petal activated flip top.
F3050 | Whiteboard, Dry Erase | 1 | VV | Whiteboard unit, approximately 36" H x 48" W consisting of a white porcelain enamel writing surface with an attached chalk tray. Magnetic surface available. Image can be easily removed with a standard chalkboard eraser. For use with water color pens. Unit is ready to hang.
F3200 | Clock, Battery, 12" Diameter | 1 | VV | Clock, 12" diameter. Round surface, easy to read numbers with sweep second hand. Wall mounted unit for use when impractical to install a fully synchronized clock system. Battery operated, (batteries not included).
M0505 | Television, Color, Bedside | 1 | VV | Bedside color television. The small size allows the set to be mounted on a "gravity-free" support arm which permits the patient to position the TV for comfortable viewing. The television includes an earphone jack and an AM/FM radio. Database pricing includes television, support arm, support arm wall mount, remote power supply and remote power supply wall mount. Power supply electrical requirement is approximately 1 amp at 120 V per television.
M0512 | Television, HDTV, Large Screen, 60" | 1 | VV | A high definition (HDTV) multimedia, slim design, 60"W to 65"W color television. The TV will have a 16.9 wide screen aspect ratio with full HD 1080p resolution and HDMI connections. TV may be LED, Plasma or LCD. TV will include a stand.
M0750 | Flowmeter, Air, Connect w/50 PSI Supply | 1 | VV | Air flowmeter. Unit has a stainless steel needle valve with clear flowtube for connection to 50 PSI air outlet from central pipeline system. Requires the appropriate adapter for connection to the wall outlet and fitting to connect to tubing. Database prices reflect fittings with an attached DISS power outlet. Other outlet and adapter configurations are available.
M0755 | Flowmeter, Oxygen, Low Flow | 3 | VV | Oxygen flowmeter. Consists of a clear crystal flowtube calibrated to 3.5 or 8 LPM depending on manufacturer. For oxygen regulation in hospital settings. Database pricing includes DISS fitting and DISS power outlet and wall adapter. Other fitting and adapter configurations are available.
M0765 | Regulator, Vacuum | 3 | VV | Vacuum pressure regulator for connection to central piped vacuum system. Standard display scale is graduated at least from 0 to 200 mm Hg of vacuum. Displays on specialized regulators may cover other vacuum ranges. Regulator type (continuous, intermittent, continuous/intermittent, surgical, pediatric, thoracic, etc.) as required. To be used in delivery, neonatal, pediatrics or any area where suction is required. Database pricing reflects continuous regulators graduated to 200 mm Hg with a full line vacuum selection switch and DISS configured inlets and outlets.
M3070 | Hamper, Linen, Mobile, w/Lid | 1 | VV | Mobile linen hamper with hand or foot operated lid. Made of heavy tubular stainless steel with heavy gauge welded steel platform. Holds 25" hamper bags. Mounted on ball bearing casters. For linen transport in hospitals and clinics.
M3073 | Container, Biohazard Waste, Step-on, Fire Safe | 1 | VV | A biohazard waste container with a step-on lid. The container will have a capacity of approximately 12 gallons and be made of a fire safe material.
M4100 | Sphygmomanometer, Aneroid, Wall Mounted | 1 | VV | Aneroid sphygmomanometer. Unit is wall mounted and has large graphic dial display for easy reading from all angles. It has a 90 degree (angle) swivel and 10 degree (angle) forward tilt to reduce glare. Unit accuracy is within 1% of reading. Sturdy impact-resistant construction.
M4116 | Monitor, Vital Signs | 1 | VV | Electronic sphygmomanometer. LCD displays non-invasive blood pressure, pulse rate and temperature. Used in hospitals and clinics. Includes an optional mobile stand.
M4250 | Pump, Syringe, Infusion | 2 | VV | The infusion syringe pump ensures highly accurate volume delivery and consistent flow for small volumes (<50 ml) of pharmacologic agents or thick feeding solutions. It shall be small, lightweight construction, making it transportable. Shall have menu-driven programming capable of flow rates (e.g. 0.1 or 1.0 mL/hr) that are intended for long-term bedside use and/or critical care patient transport, plunger positioning sensor, LCD display for easy viewing, volume limit programming to serve as a convenient cue of volume or dose delivery completion and multiple delivery modes for all applications requiring precisely controlled infusion rates. The infusion pump shall have automatic syringe size sensing which will give the flexibility to accept a wide range of syringe sizes (up to 60 mL) from different manufacturers. Shall be battery powered/AC adapter.
M4255 | Stand, IV, Adjustable | 1 | VV | Adjustable IV stand with 4-hook arrangement. Stand has stainless steel construction with heavy weight base. It adjusts from 66 inches to 100 inches and is mounted on conductive rubber, ball bearing, swivel casters. Stand is used for administering intravenous solutions.
M4266 | Pump, Volumetric, Infusion, Multiple Line | 1 | VV | Volumetric infusion pump. Pump is self-regulating with automatic sensor and adjustable rate. Equipped with visual and audible alarms and up to 10 hour capacity battery. For the administration of a wide variety of therapeutic agents where precise control is required. Unit provides individual control to IV lines simultaneously.
M4645 | Patient Transfer Device | 1 | VV | A patient transfer board designed to make lateral patient transfers safer for staff and be more comfortable for the patients. The board uses a smooth, low friction and static free surface to eliminate the need for metal rollers. The board has a soft foam core that makes them lightweight for ease of use and storage. The long board device also enables the transfer of a patient in the seated or Fowler position. The boards come in three sizes with the long board being foldable. The dimensions and price are for the long wide board.
M7007 | Bed, Patient, Electric, Special Care | 1 | VV | Electric patient bed for special care areas. Unit features a control panel for the patients operation, IV rod locations and a full range of positions. Includes safety sides, thermal overload protection in the motors, provisions for chest x-rays and fluoroscopy. Bed deck is x-ray translucent.
M7040 | Table, Overbed | 1 | VV | Overbed table. Adjustable height table constructed of heavy gauge steel. Mounted on 2" diameter twin swivel casters with bumper caps. Table top is constructed with a high pressure plastic laminated surface that resists chipping, scratching, and staining. It includes a vanity tray and a mirror. Table is designed for use over bed, wheelchair or large chair.
2 - SB156 - SCI LTC Resident Toilet / Shower, Bldg Sprt | 2 - SB156 - SCI LTC Resident Toilet / Shower, Bldg Sprt | 2 - SB156 - SCI LTC Resident Toilet / Shower, Bldg Sprt | 2 - SB156 - SCI LTC Resident Toilet / Shower, Bldg Sprt | 2 - SB156 - SCI LTC Resident Toilet / Shower, Bldg Sprt
JSN | NAME | QTY | ACQ/INS | DESCRIPTION
A1014 | Telephone, Wall Mounted, 1 Line, With Speaker | 1 | VV | Telephone, wall mounted, 1 line, with speaker.
A1066 | Mirror, Float Glass, With SS Frame | 1 | CC | A high quality 1/4" polished float glass mirror 36X18, framed in a one-piece, bright polished, stainless steel channel frame with 90° mitered corners. All edges of the mirror are protected by absorbing filler strips. Mirror has a galvanized steel back with integral horizontal hanging brackets and wall hanger for concealed mounting. For mounting above single wall mounted lavatories located in toilet areas, Doctors examination offices, etc. May also be used above double lavatories, either wall or countertop mounted, found in restroom areas.
A1205 | Lift System, Overhead, Patient Room w/Bath | 1 | VC | An overhead rail system specifically designed for patient lifting and movement for a single bed patient room including the bathroom. The system will consist of recessed or ceiling mounted primary and secondary rails, lift motor with rolling carriage, patient harness or seat, and a hand controller or control box with charger. System will facilitate lifting and movement of patient to and from bed to gurney, chair, bath, commode, or other requirement. Minimum lift capability is 550 pounds. Custom design of track layout by manufacturer is essential to meet individual facility requirements.
A5030 | Bench, Stall, Shower, Built In | 1 | CC | Shower bench; built-in. Eighteen (18) gauge stainless steel frame with anchors built-in into the wall. Size and shape as required.
A5075 | Dispenser, Soap, Disposable | 2 | VV | Disposable soap dispenser. One-handed dispensing operation. Designed to accommodate disposable soap cartridge and valve.
A5077 | Dispenser, Hand Sanitizer, Hands-Free | 2 | VV | A touch free wall-mounted hand sanitizer dispenser. For use throughout a healthcare facility. Unit does not include the sanitizing liquid. Units are battery operated.
A5082 | Dispenser, Paper Towel, Sensor, Hands Free | 2 | CC | A surface mounted, sensor activated, automatic, roll paper towel dispenser. The unit dispenses a paper towel automatically only when hands are place in position below the dispenser for maximum sanitation and hygiene. May include adjustable settings for sheet length, time delay, and sensor range. Unit is battery operated or with optional AC power adapter.
A5090 | Disposal, Sanitary Napkin, SS, Surface Mounted | 1 | CC | A surface mounted, satin finish stainless steel, sanitary napkin disposal. Disposal features a flip-up cover, secured to the container by a heavy duty stainless steel piano-hinge. Disposal may be secured to wall or toilet partition. For general purpose use in female toilet stalls or rooms and uni-sex toilet rooms.
A5106 | Waste Disposal Unit, Sharps w/Glove Dispenser | 1 | VV | The unit is designed for the disposal of sharps and complies with OSHA guidelines for the handling of sharps. It shall house a 5 quart container and be capable of being mounted on a wall. It shall have a glove dispenser attached. The unit shall be secured by a locked enclosure.
A5109 | Grab Bar, 1-1/4" Dia., SS, 2 Wall, W/C Accessible | 1 | CC | A 1-1/4" diameter, satin finish stainless steel, peened gripping surface, 2 wall toilet stall/ room, grab bar with concealed mounting flanges. Snap over flanges are provided to conceal mounting screws. A selection of mounting kits and concealed anchor devices are available from the manufacturers for different types of installations. Grab bar shall comply with barrier-free accessibility guidelines for structural strength. For typical water closet applications in toilet stalls and rooms where ADA (American's With Disabilities Act) requirements must be met.
A5110 | Grab Bar, 1-1/4" Dia., SS, 2 Wall, Shower Use | 1 | CC | A 1-1/4" diameter, satin finish stainless steel, peened gripping surface, 2 wall shower, grab bar with concealed mounting flanges. Snap over flanges are provided to conceal mounting screws. A selection of mounting kits and concealed anchor devices are available from the manufacturers for different types of installations. Grab bar shall comply with barrier-free accessibility guidelines for structural strength. For typical applications in shower stalls where ADA (American's With Disabilities Act) requirements must be met.
A5145 | Hook, Garment, Double, SS, Surface Mounted | 1 | CC | A surface mounted, satin finish stainless steel, double garment hook. Equipped with a concealed mounting bracket that is secured to a concealed wall plate. For general purpose use throughout the facility to hang various items of apparel.
A5170 | Rod, Shower Curtain, 1"Diameter, W/Curtain & Hooks | 1 | CC | A concealed mounted, 1" outside diameter, satin finish stainless steel, shower curtain rod with white vinyl shower curtain (72" H) and SS shower curtain hooks. Rod and curtain available in various widths. For general purpose use at shower stall or bathtub locations. Pricing based upon standard shower stall dimensions of 36" x 36" and a standard curtain height of 72".
A5175 | Soap Dish, With Bar, SS, Recessed | 1 | CC | A recessed mounted, satin finish stainless steel, soap dish with bar. Soap dish furnished with retaining lip and mounting clamp for installation in stud walls or countertop aprons. For general purpose use in shower stalls or at bathtub locations.
A5200 | Dispenser, Toilet Tissue, SS, 2-Roll, Surface Mntd | 1 | CC | A concealed surface mounted, double roll, satin finish stainless steel, toilet tissue dispenser. Unit accommodates two standard-core toilet tissue rolls through 5" in diameter. Spindles are chrome plated plastic with a heavy-duty internal spring and turn freely for non-controlled delivery. For general purpose use in restrooms.
A5205 | Bar, Towel, 1" Diameter, SS, Surface Mounted | 1 | CC | A surface mounted, satin finish stainless steel, 1" diameter, towel bar. Support posts and flanges are one piece, chrome-plated, cast heavy brass with satin finish. Towel bar shall not rotate within support posts. Available in 18", 24" and 30" widths. For general purpose use in shower or bathtub rooms. Pricing based upon a suggested standard width of 18".
CT025 | Countertop, Solid Surface with Sink Combination | 1 | CC | A solid, nonporous countertop approximately 36"W x 22"D with a undercounter sink combination. The countertop is an acrylic-based solid surface product with a standard thickness of 1", and a 4" butt backsplash/curb. Surfaces will be easy to clean and maintain. Also referred to as a work surface or work top with sink. Available in a choice of colors, depths and sink shapes. Used for various applications in patient rooms, restrooms and throughout the facility. Usually a part of a casework interior design program. Unit does not include the drain and faucet.
F2010 | Basket, Wastepaper, Step-On | 1 | VV | "Step-on" wastepaper basket with inner liner and foot petal activated flip top.
M4801 | Commode Chair | 1 | VV | Commode Chair to be used in Urodynamic testing. Aluminum frame with plastic seat and funnel attached. Chair to be used in Urodynamic testing. Free-standing adjustable height approximately 27" to 31". Aluminum frame with arm rests, plastic seat and funnel.
M8000 | Shower Trolley System, Complete | 1 | CC | Shall be a hydraulically height-adjustable shower trolley for patient transfer and shower. It shall be approximately 77" long x 30" wide with minimum height adjustments range between 23 - 33". It shall have a minimum lift capacity of 330 pounds. Casters shall be a minimum of 4" with wheel locking brakes. Shower Trolley may be configured to work manually or with a battery/electric height adjustment. The unit shall come complete with a wall panel that includes a patient shower and disinfection system, thermostatic mixer and temperature gauge and a stainless steel flush sink.
P3000 | Lavatory, Vitreous China, Straight Back | 1 | CC | Wall mounted, vitreous china lavatory (approximate bowl size 7"x15"x10") with: straight-front apron, straight or contoured back; faucet holes on 4" centers; gooseneck spout; wrist blade handles; and grid strainer. It shall be suitable for use in clinics, offices, washrooms or patient care areas.
P5040 | Shower, Single, Hand-Held | 1 | CC | A complete, barrier-free, single hand-held, personal shower system. The shower system includes: pressure balanced mixing valve with high temperature limit stop; personal hand shower; shower hose; wall supply; and slide bar. For general purpose use throughout the facility in shower stalls.
P9050 | Toilet, Wall Hung, Siphon Jet | 1 | CC | Siphon jet water closet/ toilet. This unit is wall hung with an elongated bowl, top spud flushometer, seat with open front and check hinge, and carrier. Used in restrooms throughout the health care facility.
3 - RSC12 - LTC Double Resident Bedroom, SCI | 3 - RSC12 - LTC Double Resident Bedroom, SCI | 3 - RSC12 - LTC Double Resident Bedroom, SCI | 3 - RSC12 - LTC Double Resident Bedroom, SCI | 3 - RSC12 - LTC Double Resident Bedroom, SCI
JSN | NAME | QTY | ACQ/INS | DESCRIPTION
A1014 | Telephone, Wall Mounted, 1 Line, With Speaker | 2 | VV | Telephone, wall mounted, 1 line, with speaker.
A1110 | Headwall, Prefabricated, General, 1-2 bed | 2 | CC | 1-2 bed, general, prefabricated headwall. Unit consists of a patient service module for general care, single or double bed type. It contains lighting, medical gases, electrical outlets, nurse call and bed bumper. Specify number and type of medical gas and electrical outlets. Size of module will vary by type and configuration of outlets.
A1200 | Lift System, Overhead, Patient Room | 2 | VC | An overhead rail system specifically designed for patient lifting and movement for a single bed patient room. The system will consist of recessed or ceiling mounted primary and secondary rails, lift motor with rolling carriage, patient harness or seat, and a hand controller or control box with charger. System will facilitate lifting and movement of patient to and from bed to gurney, chair or other requirement. Minimum lift capability is 550 pounds. Custom design of track layout by manufacturer is essential to meet individual facility requirements.
A5075 | Dispenser, Soap, Disposable | 4 | VV | Disposable soap dispenser. One-handed dispensing operation. Designed to accommodate disposable soap cartridge and valve.
A5077 | Dispenser, Hand Sanitizer, Hands-Free | 2 | VV | A touch free wall-mounted hand sanitizer dispenser. For use throughout a healthcare facility. Unit does not include the sanitizing liquid. Units are battery operated.
A5082 | Dispenser, Paper Towel, Sensor, Hands Free | 4 | CC | A surface mounted, sensor activated, automatic, roll paper towel dispenser. The unit dispenses a paper towel automatically only when hands are place in position below the dispenser for maximum sanitation and hygiene. May include adjustable settings for sheet length, time delay, and sensor range. Unit is battery operated or with optional AC power adapter.
A5106 | Waste Disposal Unit, Sharps w/Glove Dispenser | 2 | VV | The unit is designed for the disposal of sharps and complies with OSHA guidelines for the handling of sharps. It shall house a 5 quart container and be capable of being mounted on a wall. It shall have a glove dispenser attached. The unit shall be secured by a locked enclosure.
A5145 | Hook, Garment, Double, SS, Surface Mounted | 2 | CC | A surface mounted, satin finish stainless steel, double garment hook. Equipped with a concealed mounting bracket that is secured to a concealed wall plate. For general purpose use throughout the facility to hang various items of apparel.
A5180 | Track, Cubicle, Surface Mounted, With Curtain | 2 | VV | Surface mounted cubicle track, with curtain. Track constructed of thick extruded aluminum. Equipped with self lubricating carriers, beaded drop chain hooks, and flame resistant curtain. To include removable end caps. Designed to be suspended around patient areas where privacy is needed. Price listed is per foot of the track, curtains to be priced per quote.
A6046 | Artwork, Decorative, With Frame | 2 | VV | This JSN is to be used for determining and defining location of decorative artwork.
C04Q0 | Cabinet, ADA Sink, Wall-Mounted | 4 | CC | Wall mounted sink support cabinet for drop-in sink with vertical fascia and angled ADA profile, also referred to as ADA sink cabinet. Removable front panel to permit access to plumbing. Medium density M-3 particle board core construction faced with high pressure vertical grade decorative plastic laminate on exposed surfaces and melamine on semi-exposed and concealed surfaces; plastic laminate edge banding. Includes all attaching hardware including support rail.
CT025 | Countertop, Solid Surface with Sink Combination | 4 | CC | A solid, nonporous countertop approximately 36"W x 22"D with a undercounter sink combination. The countertop is an acrylic-based solid surface product with a standard thickness of 1", and a 4" butt backsplash/curb. Surfaces will be easy to clean and maintain. Also referred to as a work surface or work top with sink. Available in a choice of colors, depths and sink shapes. Used for various applications in patient rooms, restrooms and throughout the facility. Usually a part of a casework interior design program. Unit does not include the drain and faucet.
F0400 | Cabinet, Bedside, Door, Drawer | 2 | VV | Bedside cabinet for storage of both the patient's personal items and small patient support items. Approximately 31" high X 21" wide X 19" deep with one (1) drawer and one (1) closed storage closet. Drawer is removable so interior can be sanitized. May come in a 3 drawer version.
F0713 | Table, Adjustable Height 48W x 24D | 2 | VV | 48W x 24 D adjustable height electric pedestal table with C-foot configuration and integral wire management trough or tray. Height range varies by manufacturer, and model, approximately 22 to 48 inches. Steel tube construction with powder coat finish, and 1 inch thick top with high pressure laminate or wood veneer surface.System includes integral electrical components (including control box, cable trough, power cord for table; U.L. listed pop-up power strip with minimum of two simplex receptacles, data and/or USB ports as needed per facility preference).
F0740 | Table, Occasional, Lamp | 2 | VV | Occasional lamp table (end table) approximately 20" high X 27" wide X 27" deep with choice of finishes (wood, oak veneer, or high pressure laminate).
F2010 | Basket, Wastepaper, Step-On | 2 | VV | "Step-on" wastepaper basket with inner liner and foot petal activated flip top.
F2420 | Lamp, Table, With Shade | 2 | VV | Table lamp, 27-34" high X 6" wide X 6" deep with linen shade. Convenience outlet required at point of use.
F3050 | Whiteboard, Dry Erase | 2 | VV | Whiteboard unit, approximately 36" H x 48" W consisting of a white porcelain enamel writing surface with an attached chalk tray. Magnetic surface available. Image can be easily removed with a standard chalkboard eraser. For use with water color pens. Unit is ready to hang.
F3200 | Clock, Battery, 12" Diameter | 2 | VV | Clock, 12" diameter. Round surface, easy to read numbers with sweep second hand. Wall mounted unit for use when impractical to install a fully synchronized clock system. Battery operated, (batteries not included).
M0505 | Television, Color, Bedside | 2 | VV | Bedside color television. The small size allows the set to be mounted on a "gravity-free" support arm which permits the patient to position the TV for comfortable viewing. The television includes an earphone jack and an AM/FM radio. Database pricing includes television, support arm, support arm wall mount, remote power supply and remote power supply wall mount. Power supply electrical requirement is approximately 1 amp at 120 V per television.
M0512 | Television, HDTV, Large Screen, 60" | 2 | VV | A high definition (HDTV) multimedia, slim design, 60"W to 65"W color television. The TV will have a 16.9 wide screen aspect ratio with full HD 1080p resolution and HDMI connections. TV may be LED, Plasma or LCD. TV will include a stand.
M0750 | Flowmeter, Air, Connect w/50 PSI Supply | 2 | VV | Air flowmeter. Unit has a stainless steel needle valve with clear flowtube for connection to 50 PSI air outlet from central pipeline system. Requires the appropriate adapter for connection to the wall outlet and fitting to connect to tubing. Database prices reflect fittings with an attached DISS power outlet. Other outlet and adapter configurations are available.
M0755 | Flowmeter, Oxygen, Low Flow | 6 | VV | Oxygen flowmeter. Consists of a clear crystal flowtube calibrated to 3.5 or 8 LPM depending on manufacturer. For oxygen regulation in hospital settings. Database pricing includes DISS fitting and DISS power outlet and wall adapter. Other fitting and adapter configurations are available.
M0765 | Regulator, Vacuum | 6 | VV | Vacuum pressure regulator for connection to central piped vacuum system. Standard display scale is graduated at least from 0 to 200 mm Hg of vacuum. Displays on specialized regulators may cover other vacuum ranges. Regulator type (continuous, intermittent, continuous/intermittent, surgical, pediatric, thoracic, etc.) as required. To be used in delivery, neonatal, pediatrics or any area where suction is required. Database pricing reflects continuous regulators graduated to 200 mm Hg with a full line vacuum selection switch and DISS configured inlets and outlets.
M3070 | Hamper, Linen, Mobile, w/Lid | 2 | VV | Mobile linen hamper with hand or foot operated lid. Made of heavy tubular stainless steel with heavy gauge welded steel platform. Holds 25" hamper bags. Mounted on ball bearing casters. For linen transport in hospitals and clinics.
M3073 | Container, Biohazard Waste, Step-on, Fire Safe | 2 | VV | A biohazard waste container with a step-on lid. The container will have a capacity of approximately 12 gallons and be made of a fire safe material.
M4100 | Sphygmomanometer, Aneroid, Wall Mounted | 2 | VV | Aneroid sphygmomanometer. Unit is wall mounted and has large graphic dial display for easy reading from all angles. It has a 90 degree (angle) swivel and 10 degree (angle) forward tilt to reduce glare. Unit accuracy is within 1% of reading. Sturdy impact-resistant construction.
M4116 | Monitor, Vital Signs | 2 | VV | Electronic sphygmomanometer. LCD displays non-invasive blood pressure, pulse rate and temperature. Used in hospitals and clinics. Includes an optional mobile stand.
M4250 | Pump, Syringe, Infusion | 4 | VV | The infusion syringe pump ensures highly accurate volume delivery and consistent flow for small volumes (<50 ml) of pharmacologic agents or thick feeding solutions. It shall be small, lightweight construction, making it transportable. Shall have menu-driven programming capable of flow rates (e.g. 0.1 or 1.0 mL/hr) that are intended for long-term bedside use and/or critical care patient transport, plunger positioning sensor, LCD display for easy viewing, volume limit programming to serve as a convenient cue of volume or dose delivery completion and multiple delivery modes for all applications requiring precisely controlled infusion rates. The infusion pump shall have automatic syringe size sensing which will give the flexibility to accept a wide range of syringe sizes (up to 60 mL) from different manufacturers. Shall be battery powered/AC adapter.
M4255 | Stand, IV, Adjustable | 2 | VV | Adjustable IV stand with 4-hook arrangement. Stand has stainless steel construction with heavy weight base. It adjusts from 66 inches to 100 inches and is mounted on conductive rubber, ball bearing, swivel casters. Stand is used for administering intravenous solutions.
M4266 | Pump, Volumetric, Infusion, Multiple Line | 2 | VV | Volumetric infusion pump. Pump is self-regulating with automatic sensor and adjustable rate. Equipped with visual and audible alarms and up to 10 hour capacity battery. For the administration of a wide variety of therapeutic agents where precise control is required. Unit provides individual control to IV lines simultaneously.
M7007 | Bed, Patient, Electric, Special Care | 2 | VV | Electric patient bed for special care areas. Unit features a control panel for the patients operation, IV rod locations and a full range of positions. Includes safety sides, thermal overload protection in the motors, provisions for chest x-rays and fluoroscopy. Bed deck is x-ray translucent.
M7040 | Table, Overbed | 2 | VV | Overbed table. Adjustable height table constructed of heavy gauge steel. Mounted on 2" diameter twin swivel casters with bumper caps. Table top is constructed with a high pressure plastic laminated surface that resists chipping, scratching, and staining. It includes a vanity tray and a mirror. Table is designed for use over bed, wheelchair or large chair.
4 - SB157 - SCI LTC Double Resident Toilet / Shower, Bldg Sprt | 4 - SB157 - SCI LTC Double Resident Toilet / Shower, Bldg Sprt | 4 - SB157 - SCI LTC Double Resident Toilet / Shower, Bldg Sprt | 4 - SB157 - SCI LTC Double Resident Toilet / Shower, Bldg Sprt | 4 - SB157 - SCI LTC Double Resident Toilet / Shower, Bldg Sprt
JSN | NAME | QTY | ACQ/INS | DESCRIPTION
A1014 | Telephone, Wall Mounted, 1 Line, With Speaker | 1 | VV | Telephone, wall mounted, 1 line, with speaker.
A1066 | Mirror, Float Glass, With SS Frame | 2 | CC | A high quality 1/4" polished float glass mirror 36X18, framed in a one-piece, bright polished, stainless steel channel frame with 90° mitered corners. All edges of the mirror are protected by absorbing filler strips. Mirror has a galvanized steel back with integral horizontal hanging brackets and wall hanger for concealed mounting. For mounting above single wall mounted lavatories located in toilet areas, Doctors examination offices, etc. May also be used above double lavatories, either wall or countertop mounted, found in restroom areas.
A1205 | Lift System, Overhead, Patient Room w/Bath | 1 | VC | An overhead rail system specifically designed for patient lifting and movement for a single bed patient room including the bathroom. The system will consist of recessed or ceiling mounted primary and secondary rails, lift motor with rolling carriage, patient harness or seat, and a hand controller or control box with charger. System will facilitate lifting and movement of patient to and from bed to gurney, chair, bath, commode, or other requirement. Minimum lift capability is 550 pounds. Custom design of track layout by manufacturer is essential to meet individual facility requirements.
A5030 | Bench, Stall, Shower, Built In | 1 | CC | Shower bench; built-in. Eighteen (18) gauge stainless steel frame with anchors built-in into the wall. Size and shape as required.
A5075 | Dispenser, Soap, Disposable | 2 | VV | Disposable soap dispenser. One-handed dispensing operation. Designed to accommodate disposable soap cartridge and valve.
A5077 | Dispenser, Hand Sanitizer, Hands-Free | 1 | VV | A touch free wall-mounted hand sanitizer dispenser. For use throughout a healthcare facility. Unit does not include the sanitizing liquid. Units are battery operated.
A5082 | Dispenser, Paper Towel, Sensor, Hands Free | 2 | CC | A surface mounted, sensor activated, automatic, roll paper towel dispenser. The unit dispenses a paper towel automatically only when hands are place in position below the dispenser for maximum sanitation and hygiene. May include adjustable settings for sheet length, time delay, and sensor range. Unit is battery operated or with optional AC power adapter.
A5090 | Disposal, Sanitary Napkin, SS, Surface Mounted | 1 | CC | A surface mounted, satin finish stainless steel, sanitary napkin disposal. Disposal features a flip-up cover, secured to the container by a heavy duty stainless steel piano-hinge. Disposal may be secured to wall or toilet partition. For general purpose use in female toilet stalls or rooms and uni-sex toilet rooms.
A5109 | Grab Bar, 1-1/4" Dia., SS, 2 Wall, W/C Accessible | 2 | CC | A 1-1/4" diameter, satin finish stainless steel, peened gripping surface, 2 wall toilet stall/ room, grab bar with concealed mounting flanges. Snap over flanges are provided to conceal mounting screws. A selection of mounting kits and concealed anchor devices are available from the manufacturers for different types of installations. Grab bar shall comply with barrier-free accessibility guidelines for structural strength. For typical water closet applications in toilet stalls and rooms where ADA (American's With Disabilities Act) requirements must be met.
A5110 | Grab Bar, 1-1/4" Dia., SS, 2 Wall, Shower Use | 2 | CC | A 1-1/4" diameter, satin finish stainless steel, peened gripping surface, 2 wall shower, grab bar with concealed mounting flanges. Snap over flanges are provided to conceal mounting screws. A selection of mounting kits and concealed anchor devices are available from the manufacturers for different types of installations. Grab bar shall comply with barrier-free accessibility guidelines for structural strength. For typical applications in shower stalls where ADA (American's With Disabilities Act) requirements must be met.
A5145 | Hook, Garment, Double, SS, Surface Mounted | 1 | CC | A surface mounted, satin finish stainless steel, double garment hook. Equipped with a concealed mounting bracket that is secured to a concealed wall plate. For general purpose use throughout the facility to hang various items of apparel.
A5170 | Rod, Shower Curtain, 1"Diameter, W/Curtain & Hooks | 1 | CC | A concealed mounted, 1" outside diameter, satin finish stainless steel, shower curtain rod with white vinyl shower curtain (72" H) and SS shower curtain hooks. Rod and curtain available in various widths. For general purpose use at shower stall or bathtub locations. Pricing based upon standard shower stall dimensions of 36" x 36" and a standard curtain height of 72".
A5175 | Soap Dish, With Bar, SS, Recessed | 1 | CC | A recessed mounted, satin finish stainless steel, soap dish with bar. Soap dish furnished with retaining lip and mounting clamp for installation in stud walls or countertop aprons. For general purpose use in shower stalls or at bathtub locations.
A5200 | Dispenser, Toilet Tissue, SS, 2-Roll, Surface Mntd | 1 | CC | A concealed surface mounted, double roll, satin finish stainless steel, toilet tissue dispenser. Unit accommodates two standard-core toilet tissue rolls through 5" in diameter. Spindles are chrome plated plastic with a heavy-duty internal spring and turn freely for non-controlled delivery. For general purpose use in restrooms.
A5205 | Bar, Towel, 1" Diameter, SS, Surface Mounted | 1 | CC | A surface mounted, satin finish stainless steel, 1" diameter, towel bar. Support posts and flanges are one piece, chrome-plated, cast heavy brass with satin finish. Towel bar shall not rotate within support posts. Available in 18", 24" and 30" widths. For general purpose use in shower or bathtub rooms. Pricing based upon a suggested standard width of 18".
CT025 | Countertop, Solid Surface with Sink Combination | 1 | CC | A solid, nonporous countertop approximately 36"W x 22"D with a undercounter sink combination. The countertop is an acrylic-based solid surface product with a standard thickness of 1", and a 4" butt backsplash/curb. Surfaces will be easy to clean and maintain. Also referred to as a work surface or work top with sink. Available in a choice of colors, depths and sink shapes. Used for various applications in patient rooms, restrooms and throughout the facility. Usually a part of a casework interior design program. Unit does not include the drain and faucet.
F2000 | Basket, Wastepaper, Fire Resistant | 1 | VV | Wastepaper basket, fire resistant, approximately 40 quart capacity. This unit is used to collect and temporarily store small quantities of paper refuse in patient rooms, administrative areas and nursing stations. Size and shape varies depending on the application and manufacturer selected.
M8000 | Shower Trolley System, Complete | 1 | CC | Shall be a hydraulically height-adjustable shower trolley for patient transfer and shower. It shall be approximately 77" long x 30" wide with minimum height adjustments range between 23 - 33". It shall have a minimum lift capacity of 330 pounds. Casters shall be a minimum of 4" with wheel locking brakes. Shower Trolley may be configured to work manually or with a battery/electric height adjustment. The unit shall come complete with a wall panel that includes a patient shower and disinfection system, thermostatic mixer and temperature gauge and a stainless steel flush sink.
P3000 | Lavatory, Vitreous China, Straight Back | 1 | CC | Wall mounted, vitreous china lavatory (approximate bowl size 7"x15"x10") with: straight-front apron, straight or contoured back; faucet holes on 4" centers; gooseneck spout; wrist blade handles; and grid strainer. It shall be suitable for use in clinics, offices, washrooms or patient care areas.
P5040 | Shower, Single, Hand-Held | 1 | CC | A complete, barrier-free, single hand-held, personal shower system. The shower system includes: pressure balanced mixing valve with high temperature limit stop; personal hand shower; shower hose; wall supply; and slide bar. For general purpose use throughout the facility in shower stalls.
P9050 | Toilet, Wall Hung, Siphon Jet | 1 | CC | Siphon jet water closet/ toilet. This unit is wall hung with an elongated bowl, top spud flushometer, seat with open front and check hinge, and carrier. Used in restrooms throughout the health care facility.
5 - RSC13 - LTC Airborne Infection Isolation (AII) Bedroom, SCI | 5 - RSC13 - LTC Airborne Infection Isolation (AII) Bedroom, SCI | 5 - RSC13 - LTC Airborne Infection Isolation (AII) Bedroom, SCI | 5 - RSC13 - LTC Airborne Infection Isolation (AII) Bedroom, SCI | 5 - RSC13 - LTC Airborne Infection Isolation (AII) Bedroom, SCI
JSN | NAME | QTY | ACQ/INS | DESCRIPTION
A1014 | Telephone, Wall Mounted, 1 Line, With Speaker | 1 | VV | Telephone, wall mounted, 1 line, with speaker.
A1066 | Mirror, Float Glass, With SS Frame | 1 | CC | A high quality 1/4" polished float glass mirror 36X18, framed in a one-piece, bright polished, stainless steel channel frame with 90° mitered corners. All edges of the mirror are protected by absorbing filler strips. Mirror has a galvanized steel back with integral horizontal hanging brackets and wall hanger for concealed mounting. For mounting above single wall mounted lavatories located in toilet areas, Doctors examination offices, etc. May also be used above double lavatories, either wall or countertop mounted, found in restroom areas.
A1110 | Headwall, Prefabricated, General, 1-2 bed | 1 | CC | 1-2 bed, general, prefabricated headwall. Unit consists of a patient service module for general care, single or double bed type. It contains lighting, medical gases, electrical outlets, nurse call and bed bumper. Specify number and type of medical gas and electrical outlets. Size of module will vary by type and configuration of outlets.
A1203 | Lift System, Overhead, Bariatric | 1 | CC | An overhead ceiling mounted rail system specifically designed for bariatric patient lifting and movement within a patient room. The system will consist of recessed or ceiling mounted primary and secondary rails, lift motor with carriage, patient harness or seat, and a hand controller or control box with charger (other charging options may be available). System will facilitate lifting and movement of patient to and from bed, to stretcher, chair, bathroom or other requirements. Lifting capacity is 1000 pounds. Custom design of track layout by manufacturer is essential to meet individual facility requirements.
A5075 | Dispenser, Soap, Disposable | 1 | VV | Disposable soap dispenser. One-handed dispensing operation. Designed to accommodate disposable soap cartridge and valve.
A5077 | Dispenser, Hand Sanitizer, Hands-Free | 1 | VV | A touch free wall-mounted hand sanitizer dispenser. For use throughout a healthcare facility. Unit does not include the sanitizing liquid. Units are battery operated.
A5082 | Dispenser, Paper Towel, Sensor, Hands Free | 2 | CC | A surface mounted, sensor activated, automatic, roll paper towel dispenser. The unit dispenses a paper towel automatically only when hands are place in position below the dispenser for maximum sanitation and hygiene. May include adjustable settings for sheet length, time delay, and sensor range. Unit is battery operated or with optional AC power adapter.
A5106 | Waste Disposal Unit, Sharps w/Glove Dispenser | 1 | VV | The unit is designed for the disposal of sharps and complies with OSHA guidelines for the handling of sharps. It shall house a 5 quart container and be capable of being mounted on a wall. It shall have a glove dispenser attached. The unit shall be secured by a locked enclosure.
A5145 | Hook, Garment, Double, SS, Surface Mounted | 1 | CC | A surface mounted, satin finish stainless steel, double garment hook. Equipped with a concealed mounting bracket that is secured to a concealed wall plate. For general purpose use throughout the facility to hang various items of apparel.
A5180 | Track, Cubicle, Surface Mounted, With Curtain | 1 | VV | Surface mounted cubicle track, with curtain. Track constructed of thick extruded aluminum. Equipped with self lubricating carriers, beaded drop chain hooks, and flame resistant curtain. To include removable end caps. Designed to be suspended around patient areas where privacy is needed. Price listed is per foot of the track, curtains to be priced per quote.
A5205 | Bar, Towel, 1" Diameter, SS, Surface Mounted | 2 | CC | A surface mounted, satin finish stainless steel, 1" diameter, towel bar. Support posts and flanges are one piece, chrome-plated, cast heavy brass with satin finish. Towel bar shall not rotate within support posts. Available in 18", 24" and 30" widths. For general purpose use in shower or bathtub rooms. Pricing based upon a suggested standard width of 18".
A6046 | Artwork, Decorative, With Frame | 1 | VV | This JSN is to be used for determining and defining location of decorative artwork.
C04Q0 | Cabinet, ADA Sink, Wall-Mounted | 2 | CC | Wall mounted sink support cabinet for drop-in sink with vertical fascia and angled ADA profile, also referred to as ADA sink cabinet. Removable front panel to permit access to plumbing. Medium density M-3 particle board core construction faced with high pressure vertical grade decorative plastic laminate on exposed surfaces and melamine on semi-exposed and concealed surfaces; plastic laminate edge banding. Includes all attaching hardware including support rail.
CT025 | Countertop, Solid Surface with Sink Combination | 2 | CC | A solid, nonporous countertop approximately 36"W x 22"D with a undercounter sink combination. The countertop is an acrylic-based solid surface product with a standard thickness of 1", and a 4" butt backsplash/curb. Surfaces will be easy to clean and maintain. Also referred to as a work surface or work top with sink. Available in a choice of colors, depths and sink shapes. Used for various applications in patient rooms, restrooms and throughout the facility. Usually a part of a casework interior design program. Unit does not include the drain and faucet.
F0205 | Chair, Side With Arms | 1 | VV | Upholstered side chair, 32" high X 21" wide X 23" deep with arms, padded seats and padded backs. Seat height is a minimum of 17". Available with or without sled base.
F0376 | Sofa, Loveseat, Upholstered | 1 | VV | Loveseat with metal or solid wood frame. Arms, back and cushions are foam padded and upholstered in woven textile fabric. Typically used in residential living room or family room setting. Seats 2 comfortably.
F0400 | Cabinet, Bedside, Door, Drawer | 1 | VV | Bedside cabinet for storage of both the patient's personal items and small patient support items. Approximately 31" high X 21" wide X 19" deep with one (1) drawer and one (1) closed storage closet. Drawer is removable so interior can be sanitized. May come in a 3 drawer version.
F0713 | Table, Adjustable Height 48W x 24D | 1 | VV | 48W x 24 D adjustable height electric pedestal table with C-foot configuration and integral wire management trough or tray. Height range varies by manufacturer, and model, approximately 22 to 48 inches. Steel tube construction with powder coat finish, and 1 inch thick top with high pressure laminate or wood veneer surface.System includes integral electrical components (including control box, cable trough, power cord for table; U.L. listed pop-up power strip with minimum of two simplex receptacles, data and/or USB ports as needed per facility preference).
F2010 | Basket, Wastepaper, Step-On | 1 | VV | "Step-on" wastepaper basket with inner liner and foot petal activated flip top.
F3050 | Whiteboard, Dry Erase | 1 | VV | Whiteboard unit, approximately 36" H x 48" W consisting of a white porcelain enamel writing surface with an attached chalk tray. Magnetic surface available. Image can be easily removed with a standard chalkboard eraser. For use with water color pens. Unit is ready to hang.
F3200 | Clock, Battery, 12" Diameter | 1 | VV | Clock, 12" diameter. Round surface, easy to read numbers with sweep second hand. Wall mounted unit for use when impractical to install a fully synchronized clock system. Battery operated, (batteries not included).
M0505 | Television, Color, Bedside | 1 | VV | Bedside color television. The small size allows the set to be mounted on a "gravity-free" support arm which permits the patient to position the TV for comfortable viewing. The television includes an earphone jack and an AM/FM radio. Database pricing includes television, support arm, support arm wall mount, remote power supply and remote power supply wall mount. Power supply electrical requirement is approximately 1 amp at 120 V per television.
M0512 | Television, HDTV, Large Screen, 60" | 1 | VV | A high definition (HDTV) multimedia, slim design, 60"W to 65"W color television. The TV will have a 16.9 wide screen aspect ratio with full HD 1080p resolution and HDMI connections. TV may be LED, Plasma or LCD. TV will include a stand.
M0750 | Flowmeter, Air, Connect w/50 PSI Supply | 1 | VV | Air flowmeter. Unit has a stainless steel needle valve with clear flowtube for connection to 50 PSI air outlet from central pipeline system. Requires the appropriate adapter for connection to the wall outlet and fitting to connect to tubing. Database prices reflect fittings with an attached DISS power outlet. Other outlet and adapter configurations are available.
M0755 | Flowmeter, Oxygen, Low Flow | 3 | VV | Oxygen flowmeter. Consists of a clear crystal flowtube calibrated to 3.5 or 8 LPM depending on manufacturer. For oxygen regulation in hospital settings. Database pricing includes DISS fitting and DISS power outlet and wall adapter. Other fitting and adapter configurations are available.
M0765 | Regulator, Vacuum | 3 | VV | Vacuum pressure regulator for connection to central piped vacuum system. Standard display scale is graduated at least from 0 to 200 mm Hg of vacuum. Displays on specialized regulators may cover other vacuum ranges. Regulator type (continuous, intermittent, continuous/intermittent, surgical, pediatric, thoracic, etc.) as required. To be used in delivery, neonatal, pediatrics or any area where suction is required. Database pricing reflects continuous regulators graduated to 200 mm Hg with a full line vacuum selection switch and DISS configured inlets and outlets.
M3070 | Hamper, Linen, Mobile, w/Lid | 1 | VV | Mobile linen hamper with hand or foot operated lid. Made of heavy tubular stainless steel with heavy gauge welded steel platform. Holds 25" hamper bags. Mounted on ball bearing casters. For linen transport in hospitals and clinics.
M3073 | Container, Biohazard Waste, Step-on, Fire Safe | 1 | VV | A biohazard waste container with a step-on lid. The container will have a capacity of approximately 12 gallons and be made of a fire safe material.
M4100 | Sphygmomanometer, Aneroid, Wall Mounted | 1 | VV | Aneroid sphygmomanometer. Unit is wall mounted and has large graphic dial display for easy reading from all angles. It has a 90 degree (angle) swivel and 10 degree (angle) forward tilt to reduce glare. Unit accuracy is within 1% of reading. Sturdy impact-resistant construction.
M4116 | Monitor, Vital Signs | 1 | VV | Electronic sphygmomanometer. LCD displays non-invasive blood pressure, pulse rate and temperature. Used in hospitals and clinics. Includes an optional mobile stand.
M4250 | Pump, Syringe, Infusion | 2 | VV | The infusion syringe pump ensures highly accurate volume delivery and consistent flow for small volumes (<50 ml) of pharmacologic agents or thick feeding solutions. It shall be small, lightweight construction, making it transportable. Shall have menu-driven programming capable of flow rates (e.g. 0.1 or 1.0 mL/hr) that are intended for long-term bedside use and/or critical care patient transport, plunger positioning sensor, LCD display for easy viewing, volume limit programming to serve as a convenient cue of volume or dose delivery completion and multiple delivery modes for all applications requiring precisely controlled infusion rates. The infusion pump shall have automatic syringe size sensing which will give the flexibility to accept a wide range of syringe sizes (up to 60 mL) from different manufacturers. Shall be battery powered/AC adapter.
M4255 | Stand, IV, Adjustable | 1 | VV | Adjustable IV stand with 4-hook arrangement. Stand has stainless steel construction with heavy weight base. It adjusts from 66 inches to 100 inches and is mounted on conductive rubber, ball bearing, swivel casters. Stand is used for administering intravenous solutions.
M4266 | Pump, Volumetric, Infusion, Multiple Line | 1 | VV | Volumetric infusion pump. Pump is self-regulating with automatic sensor and adjustable rate. Equipped with visual and audible alarms and up to 10 hour capacity battery. For the administration of a wide variety of therapeutic agents where precise control is required. Unit provides individual control to IV lines simultaneously.
M7007 | Bed, Patient, Electric, Special Care | 1 | VV | Electric patient bed for special care areas. Unit features a control panel for the patients operation, IV rod locations and a full range of positions. Includes safety sides, thermal overload protection in the motors, provisions for chest x-rays and fluoroscopy. Bed deck is x-ray translucent.
M7040 | Table, Overbed | 1 | VV | Overbed table. Adjustable height table constructed of heavy gauge steel. Mounted on 2" diameter twin swivel casters with bumper caps. Table top is constructed with a high pressure plastic laminated surface that resists chipping, scratching, and staining. It includes a vanity tray and a mirror. Table is designed for use over bed, wheelchair or large chair.
6 - RSC14 - LTC Airborne Infection Isolation (AII) Anteroom, SCI | 6 - RSC14 - LTC Airborne Infection Isolation (AII) Anteroom, SCI | 6 - RSC14 - LTC Airborne Infection Isolation (AII) Anteroom, SCI | 6 - RSC14 - LTC Airborne Infection Isolation (AII) Anteroom, SCI | 6 - RSC14 - LTC Airborne Infection Isolation (AII) Anteroom, SCI
JSN | NAME | QTY | ACQ/INS | DESCRIPTION
A1066 | Mirror, Float Glass, With SS Frame | 1 | CC | A high quality 1/4" polished float glass mirror 36X18, framed in a one-piece, bright polished, stainless steel channel frame with 90° mitered corners. All edges of the mirror are protected by absorbing filler strips. Mirror has a galvanized steel back with integral horizontal hanging brackets and wall hanger for concealed mounting. For mounting above single wall mounted lavatories located in toilet areas, Doctors examination offices, etc. May also be used above double lavatories, either wall or countertop mounted, found in restroom areas.
A5075 | Dispenser, Soap, Disposable | 1 | VV | Disposable soap dispenser. One-handed dispensing operation. Designed to accommodate disposable soap cartridge and valve.
A5077 | Dispenser, Hand Sanitizer, Hands-Free | 1 | VV | A touch free wall-mounted hand sanitizer dispenser. For use throughout a healthcare facility. Unit does not include the sanitizing liquid. Units are battery operated.
A5080 | Dispenser, Paper Towel, SS, Surface Mounted | 1 | CC | A surface mounted, satin finish stainless steel, single-fold, paper towel dispenser. Dispenser features: tumbler lock; front hinged at bottom; and refill indicator slot. Minimum capacity 400 single-fold paper towels. For general purpose use throughout the facility.
A5107 | Dispenser, Glove, Surgical/Examination, Wall Mntd | 1 | VV | Examination three (Small Medium, Large) glove dispenser box for wall mounting. Fabricated of either cold rolled steel with a white baked enamel finish, plastic or acrylic. Hardware not included, Option 3 powder coated steel.
A5108 | Waste Disposal Unit, Sharps | 1 | VV | A container for collecting and transporting syringes and other sharps for decontamination and disposal. Available in 2 gallon and 8 gallon with locking rotor. Complies with OSHA regulations for handling sharps.
A5145 | Hook, Garment, Double, SS, Surface Mounted | 1 | CC | A surface mounted, satin finish stainless steel, double garment hook. Equipped with a concealed mounting bracket that is secured to a concealed wall plate. For general purpose use throughout the facility to hang various items of apparel.
CD040 | Cabinet, W/H, 2 Shelf, 2 DO, Sloping Top, 38x36x13 | 1 | CC | Wall hung cabinet with two adjustable shelves, solid hinged doors, and sloping top. Also referred to as a solid hinged double door wall case. For general purpose use throughout the facility.
F2010 | Basket, Wastepaper, Step-On | 1 | VV | "Step-on" wastepaper basket with inner liner and foot petal activated flip top.
M3070 | Hamper, Linen, Mobile, w/Lid | 1 | VV | Mobile linen hamper with hand or foot operated lid. Made of heavy tubular stainless steel with heavy gauge welded steel platform. Holds 25" hamper bags. Mounted on ball bearing casters. For linen transport in hospitals and clinics.
M3072 | Frame, Infectious Waste Bag w/Lid | 1 | VV | Frame for an infectious waste collection bag. Made of heavy tubular stainless steel with heavy gauge welded steel platform. Adjust to hold 18" or 25" trash bags. Mounted on ball bearing casters and includes permanently mounted hinged lid. Provides means of bagging infectious waste at point of waste generation.
P3100 | Lavatory, Vitreous China, Slab Type | 1 | CC | Wall mounted, slab type, vitreous china, lavatory (approximate bowl size 7"x15"x10") with: faucet holes on 4" centers; gooseneck spout; wrist blade handles; and grid strainer. It shall be suitable for use in clinics, offices, washrooms or patient care area.
7 - SB143 - SCI LTC Airborne Infection Isolation (AII) Toilet / Shower, Bldg Sprt | 7 - SB143 - SCI LTC Airborne Infection Isolation (AII) Toilet / Shower, Bldg Sprt | 7 - SB143 - SCI LTC Airborne Infection Isolation (AII) Toilet / Shower, Bldg Sprt | 7 - SB143 - SCI LTC Airborne Infection Isolation (AII) Toilet / Shower, Bldg Sprt | 7 - SB143 - SCI LTC Airborne Infection Isolation (AII) Toilet / Shower, Bldg Sprt
JSN | NAME | QTY | ACQ/INS | DESCRIPTION
A1066 | Mirror, Float Glass, With SS Frame | 1 | CC | A high quality 1/4" polished float glass mirror 36X18, framed in a one-piece, bright polished, stainless steel channel frame with 90° mitered corners. All edges of the mirror are protected by absorbing filler strips. Mirror has a galvanized steel back with integral horizontal hanging brackets and wall hanger for concealed mounting. For mounting above single wall mounted lavatories located in toilet areas, Doctors examination offices, etc. May also be used above double lavatories, either wall or countertop mounted, found in restroom areas.
A1205 | Lift System, Overhead, Patient Room w/Bath | 1 | VC | An overhead rail system specifically designed for patient lifting and movement for a single bed patient room including the bathroom. The system will consist of recessed or ceiling mounted primary and secondary rails, lift motor with rolling carriage, patient harness or seat, and a hand controller or control box with charger. System will facilitate lifting and movement of patient to and from bed to gurney, chair, bath, commode, or other requirement. Minimum lift capability is 550 pounds. Custom design of track layout by manufacturer is essential to meet individual facility requirements.
A5075 | Dispenser, Soap, Disposable | 1 | VV | Disposable soap dispenser. One-handed dispensing operation. Designed to accommodate disposable soap cartridge and valve.
A5077 | Dispenser, Hand Sanitizer, Hands-Free | 1 | VV | A touch free wall-mounted hand sanitizer dispenser. For use throughout a healthcare facility. Unit does not include the sanitizing liquid. Units are battery operated.
A5082 | Dispenser, Paper Towel, Sensor, Hands Free | 1 | CC | A surface mounted, sensor activated, automatic, roll paper towel dispenser. The unit dispenses a paper towel automatically only when hands are place in position below the dispenser for maximum sanitation and hygiene. May include adjustable settings for sheet length, time delay, and sensor range. Unit is battery operated or with optional AC power adapter.
A5090 | Disposal, Sanitary Napkin, SS, Surface Mounted | 1 | CC | A surface mounted, satin finish stainless steel, sanitary napkin disposal. Disposal features a flip-up cover, secured to the container by a heavy duty stainless steel piano-hinge. Disposal may be secured to wall or toilet partition. For general purpose use in female toilet stalls or rooms and uni-sex toilet rooms.
A5109 | Grab Bar, 1-1/4" Dia., SS, 2 Wall, W/C Accessible | 2 | CC | A 1-1/4" diameter, satin finish stainless steel, peened gripping surface, 2 wall toilet stall/ room, grab bar with concealed mounting flanges. Snap over flanges are provided to conceal mounting screws. A selection of mounting kits and concealed anchor devices are available from the manufacturers for different types of installations. Grab bar shall comply with barrier-free accessibility guidelines for structural strength. For typical water closet applications in toilet stalls and rooms where ADA (American's With Disabilities Act) requirements must be met.
A5110 | Grab Bar, 1-1/4" Dia., SS, 2 Wall, Shower Use | 2 | CC | A 1-1/4" diameter, satin finish stainless steel, peened gripping surface, 2 wall shower, grab bar with concealed mounting flanges. Snap over flanges are provided to conceal mounting screws. A selection of mounting kits and concealed anchor devices are available from the manufacturers for different types of installations. Grab bar shall comply with barrier-free accessibility guidelines for structural strength. For typical applications in shower stalls where ADA (American's With Disabilities Act) requirements must be met.
A5145 | Hook, Garment, Double, SS, Surface Mounted | 1 | CC | A surface mounted, satin finish stainless steel, double garment hook. Equipped with a concealed mounting bracket that is secured to a concealed wall plate. For general purpose use throughout the facility to hang various items of apparel.
A5170 | Rod, Shower Curtain, 1"Diameter, W/Curtain & Hooks | 1 | CC | A concealed mounted, 1" outside diameter, satin finish stainless steel, shower curtain rod with white vinyl shower curtain (72" H) and SS shower curtain hooks. Rod and curtain available in various widths. For general purpose use at shower stall or bathtub locations. Pricing based upon standard shower stall dimensions of 36" x 36" and a standard curtain height of 72".
A5175 | Soap Dish, With Bar, SS, Recessed | 1 | CC | A recessed mounted, satin finish stainless steel, soap dish with bar. Soap dish furnished with retaining lip and mounting clamp for installation in stud walls or countertop aprons. For general purpose use in shower stalls or at bathtub locations.
A5200 | Dispenser, Toilet Tissue, SS, 2-Roll, Surface Mntd | 1 | CC | A concealed surface mounted, double roll, satin finish stainless steel, toilet tissue dispenser. Unit accommodates two standard-core toilet tissue rolls through 5" in diameter. Spindles are chrome plated plastic with a heavy-duty internal spring and turn freely for non-controlled delivery. For general purpose use in restrooms.
A5205 | Bar, Towel, 1" Diameter, SS, Surface Mounted | 1 | CC | A surface mounted, satin finish stainless steel, 1" diameter, towel bar. Support posts and flanges are one piece, chrome-plated, cast heavy brass with satin finish. Towel bar shall not rotate within support posts. Available in 18", 24" and 30" widths. For general purpose use in shower or bathtub rooms. Pricing based upon a suggested standard width of 18".
CT025 | Countertop, Solid Surface with Sink Combination | 1 | CC | A solid, nonporous countertop approximately 36"W x 22"D with a undercounter sink combination. The countertop is an acrylic-based solid surface product with a standard thickness of 1", and a 4" butt backsplash/curb. Surfaces will be easy to clean and maintain. Also referred to as a work surface or work top with sink. Available in a choice of colors, depths and sink shapes. Used for various applications in patient rooms, restrooms and throughout the facility. Usually a part of a casework interior design program. Unit does not include the drain and faucet.
F2000 | Basket, Wastepaper, Fire Resistant | 1 | VV | Wastepaper basket, fire resistant, approximately 40 quart capacity. This unit is used to collect and temporarily store small quantities of paper refuse in patient rooms, administrative areas and nursing stations. Size and shape varies depending on the application and manufacturer selected.
M8000 | Shower Trolley System, Complete | 1 | CC | Shall be a hydraulically height-adjustable shower trolley for patient transfer and shower. It shall be approximately 77" long x 30" wide with minimum height adjustments range between 23 - 33". It shall have a minimum lift capacity of 330 pounds. Casters shall be a minimum of 4" with wheel locking brakes. Shower Trolley may be configured to work manually or with a battery/electric height adjustment. The unit shall come complete with a wall panel that includes a patient shower and disinfection system, thermostatic mixer and temperature gauge and a stainless steel flush sink.
P3000 | Lavatory, Vitreous China, Straight Back | 1 | CC | Wall mounted, vitreous china lavatory (approximate bowl size 7"x15"x10") with: straight-front apron, straight or contoured back; faucet holes on 4" centers; gooseneck spout; wrist blade handles; and grid strainer. It shall be suitable for use in clinics, offices, washrooms or patient care areas.
P5040 | Shower, Single, Hand-Held | 1 | CC | A complete, barrier-free, single hand-held, personal shower system. The shower system includes: pressure balanced mixing valve with high temperature limit stop; personal hand shower; shower hose; wall supply; and slide bar. For general purpose use throughout the facility in shower stalls.
P9050 | Toilet, Wall Hung, Siphon Jet | 1 | CC | Siphon jet water closet/ toilet. This unit is wall hung with an elongated bowl, top spud flushometer, seat with open front and check hinge, and carrier. Used in restrooms throughout the health care facility.
8 - RSC15 - LTC Living Room, SCI | 8 - RSC15 - LTC Living Room, SCI | 8 - RSC15 - LTC Living Room, SCI | 8 - RSC15 - LTC Living Room, SCI | 8 - RSC15 - LTC Living Room, SCI
JSN | NAME | QTY | ACQ/INS | DESCRIPTION
A5220 | Bracket, Television, Wall Backing | 1 | CC | Wall mounted television bracket backing which provides additional support and strength for the installation of the television bracket. Option available for interior or exterior plate and sized for 12” 16” or 24” stud spacing.
A6046 | Artwork, Decorative, With Frame | 1 | VV | This JSN is to be used for determining and defining location of decorative artwork.
F0250 | Chair, Arm, Lounge Type | 2 | VV | Lounge chair approximately 33" high X 28" wide X 29" deep, with arms and floor glides. Chair completely padded and upholstered in either woven textile fabric or vinyl.
F0306 | Sofa, Waiting, Bariatric | 1 | VV | A sofa with a weight capacity of 800 pounds for use for use in a waiting room, lobby or other patient area. Sofa will be upholstered in a durable fabric for long lasting wear.
F0376 | Sofa, Loveseat, Upholstered | 1 | VV | Loveseat with metal or solid wood frame. Arms, back and cushions are foam padded and upholstered in woven textile fabric. Typically used in residential living room or family room setting. Seats 2 comfortably.
F0601 | Credenza, Performance | 1 | VV | Credenza approx. 120" long. The performance credenza comes standard with one piece top, adjustable shelves, 3-4 doors for storage and optional front or end opening recycling bin and refrigerator opening. Exterior available as veneer or veneer case in a variety of finishes. Conference or buffet heights.
F2000 | Basket, Wastepaper, Fire Resistant | 1 | VV | Wastepaper basket, fire resistant, approximately 40 quart capacity. This unit is used to collect and temporarily store small quantities of paper refuse in patient rooms, administrative areas and nursing stations. Size and shape varies depending on the application and manufacturer selected.
M0515 | Television, HD, 40" Class | 1 | VV | High definition (HDTV) multimedia flat panel LED 40" class display television. The TV will have a 16:9 wide screen aspect ratio, minimum of 1920 x 1080 display resolution, digital tuner, minimum refresh rate of 60Hz, minimum of two HDMI ports and 1 USB port ENERGY STAR certified.
9 - RSC16 - LTC Dining Room, SCI | 9 - RSC16 - LTC Dining Room, SCI | 9 - RSC16 - LTC Dining Room, SCI | 9 - RSC16 - LTC Dining Room, SCI | 9 - RSC16 - LTC Dining Room, SCI
JSN | NAME | QTY | ACQ/INS | DESCRIPTION
A5220 | Bracket, Television, Wall Backing | 1 | CC | Wall mounted television bracket backing which provides additional support and strength for the installation of the television bracket. Option available for interior or exterior plate and sized for 12” 16” or 24” stud spacing.
A6046 | Artwork, Decorative, With Frame | 1 | VV | This JSN is to be used for determining and defining location of decorative artwork.
CT020 | Countertop, Solid Surface | 1 | CC | A solid, nonporous countertop with a smooth seamless appearance. Easy to clean and maintain and with proper cleaning does not support the growth of mold. An acrylic-based solid surface product. Standard thickness of 1", and a 4" butt backsplash/curb. Also referred to as a work surface or work top. Available in a choice of colors and depths. Used in lab and other hospital areas requiring optimum physical and chemical resisting properties.
F0225 | Chair, Dining Room | 8 | VV | Dining room chair with glides. Chair has straight legs with cushioned cloth or vinyl seat.
F0796 | Table, Dining, Residential | 1 | VV | Dining table for use in a residential setting. Tabletop could be of solid wood or wood veneers. Legs may be wood or metal with glides. Table allows 6-8 people to sit comfortably. Center leaf is optional.
F2015 | Basket, Wastepaper, Metal/Plastic,2 Swinging Doors | 1 | VV | Metal receptacle for soiled / used towels or waste. Equipped with a removable tapered top with two independently operating self-closing, spring hinged doors. Used in public facilities for the collection and temporary storage of refuse.
M0515 | Television, HD, 40" Class | 1 | VV | High definition (HDTV) multimedia flat panel LED 40" class display television. The TV will have a 16:9 wide screen aspect ratio, minimum of 1920 x 1080 display resolution, digital tuner, minimum refresh rate of 60Hz, minimum of two HDMI ports and 1 USB port ENERGY STAR certified.
10 - RSC17 - LTC Kitchen, SCI | 10 - RSC17 - LTC Kitchen, SCI | 10 - RSC17 - LTC Kitchen, SCI | 10 - RSC17 - LTC Kitchen, SCI | 10 - RSC17 - LTC Kitchen, SCI
JSN | NAME | QTY | ACQ/INS | DESCRIPTION
A5075 | Dispenser, Soap, Disposable | 2 | VV | Disposable soap dispenser. One-handed dispensing operation. Designed to accommodate disposable soap cartridge and valve.
A5082 | Dispenser, Paper Towel, Sensor, Hands Free | 2 | CC | A surface mounted, sensor activated, automatic, roll paper towel dispenser. The unit dispenses a paper towel automatically only when hands are place in position below the dispenser for maximum sanitation and hygiene. May include adjustable settings for sheet length, time delay, and sensor range. Unit is battery operated or with optional AC power adapter.
C04E0 | Cabinet, U/C/B, 1 Shelf, 1 Drawer, 2 DO, 36x36x22 | 2 | CC | Standing height under counter base cabinet with an adjustable shelf and a full width drawer above solid hinged doors. Also referred to as a combination cabinet or a drawer and cupboard cabinet. For general purpose use throughout the facility.
C05P0 | Cabinet, Sink, U/C/B, 2 Door, 36x48x22 | 1 | CC | Standing height under counter base sink cabinet with solid hinged doors. Also referred to as a double-door sink cabinet. For general purpose use throughout the facility where a sink is to be used. Coordinate actual clear cabinet dimension with the actual outside dimension of sink that is specified to ensure that they are compatible.
CB020 | Cabinet, W/H, 2 Shelf, 1 DO, Sloping Top, 38x24x13 | 1 | CC | Wall hung cabinet with two adjustable shelves, solid right or left-hinged door (appropriate door hinge configuration to be indicated on equipment elevation drawings), and sloping top. Also referred to as a solid hinged single door case. For general purpose use throughout the facility.
CS230 | Sink, SS, Double Compartment, 10x14x16 ID | 1 | CC | Double compartment stainless steel sink, drop-in, self-rimming, ledge-type, connected with a drain and provided with a mixing faucet. It shall also be provided with pre-punched fixture holes on 4" center, integral back ledge to accommodate deck-mounted fixtures, brushed/polished interior and top surfaces, and sound deadened. Recommended for use in suspended or U/C/B sink cabinets having a high plastic laminate or Chemsurf laminate countertop/work surface. Coordinate actual outside sink dimensions with the actual clear dimension of cabinet specified to ensure that they are compatible. For general purpose use throughout the facility.
CT020 | Countertop, Solid Surface | 3 | CC | A solid, nonporous countertop with a smooth seamless appearance. Easy to clean and maintain and with proper cleaning does not support the growth of mold. An acrylic-based solid surface product. Standard thickness of 1", and a 4" butt backsplash/curb. Also referred to as a work surface or work top. Available in a choice of colors and depths. Used in lab and other hospital areas requiring optimum physical and chemical resisting properties.
F2010 | Basket, Wastepaper, Step-On | 1 | VV | "Step-on" wastepaper basket with inner liner and foot petal activated flip top.
K1552 | Brewer, Coffee, Auto, Elect, 3 Burner, Front/Back | 1 | VV | Space saving front to back automatic coffee maker. This unit includes a heating tank, connection for a cold water supply, decanter service with three burners, funnel and a water flow controller. The unit is used for semi-automatic coffee brewing in cafeterias and commercial institutions. The unit automatically shuts off the water flow when enough has passed through to fill the pot. The unit is normally provided plumbed with a hot water faucet to the side for making other hot drinks (tea, cider, cocoa, etc.). The database height dimension does not include the clearance for coffee decanters warming on the upper burners.
K2515 | Dishwasher, Household | 1 | CC | Household dishwasher. The unit features several wash cycles for different types of tableware, electronic or push button controls, a sound insulation package, an integral filter and disposal unit and adjustable racks. This unit is used for light work in a laboratory or patient rehabilitation in daily living area of occupational therapy.
K4665 | Oven, Microwave, Consumer | 1 | VV | Counter mounted microwave oven for average duty use. The exterior cabinet can be metal or heavy duty impact resistant plastic. The oven delivers instant energy for rapid heating, defrosting or prime cooking. The oven has touch pad controls, digital timer, power level selector and preprogrammed selectors for commonly cooked items. This oven is commonly found in staff lounges.
K4700 | Range, w/Oven, Gas | 1 | CC | Gas range with a standard or convection oven. The unit features a stainless steel front and top with painted sides; stainless steel sides are available. The range top can have a variety of configurations. The database specifications and pricing are for a six burner basic range with three burners in front and three burners in the rear. The oven has five matched rack position guides and three racks. The gas connections may be via a front or rear manifold. Different models have specific installation requirements, clearances from combustible materials and installation restrictions. Refer to the manufacturers' technical sheets. The database height dimension does not include the riser for an above range shelf. The database electrical specifications are for automatic pilot lighting. The unit is used in hospital food service operations.
M2300 | Washer, Clothes, Automatic | 1 | VV | Large capacity automatic clothes washer with a heavy duty motor. The unit's control system programs load, cycle time, spin speed, fabric, water level and water temperature. The washer includes a bleach and/or fabric softener dispenser and a filter ring for trapping lint.
M2400 | Dryer, Clothes, Automatic, Electric, Household | 1 | VV | Automatic clothes dryer. Electric unit features automatic sensi-dry control with setting for different kinds of fabrics, timed cycle, removable lint filter, drum interior light and enamel finish.
P2100 | Disposal, Garbage, 2 HP Motor | 1 | CC | Garbage disposal. A two (2) horsepower versatile waste disposal unit suitable for facilities where 500 to 1000 meals are prepared and served daily. Requires eight (8) gallons per minute water flow rate, and outlet flange tapped for a two (2) inch pipe. Unit will have a manual reversing switch and shall comply with MIL SPEC No. MIL-G-15840. Multiple electrical configurations are available.
P8710 | Utility Center, Plumbing Connection | 1 | CC | Plumbing connection utility center, sometimes referred to as a 'GUY GRAY BOX'. This recessed utility center provides for hot and cold water connections and a drain connection at sink and other equipment locations. The utility center includes cutoff valves for the water connections, a plug seal for the drain and an outside cover to provide an aesthetic appearance when connections are no longer required. This center may be installed in locations where no plumbing fixtures are included in a design as a future flexibility device, saving many dollars for later facility modifications to incorporate sinks as functions change.
R7250 | Refrigerator/Freezer, 20 Cubic Feet | 1 | VV | Refrigerator/freezer unit. This type unit includes a food saver system that helps keep food fresher. It also includes roll out wheels and is equipped for an optional automatic icemaker. This unit is of commercial or residential design and use.
11 - RSC18 - LTC Den, SCI | 11 - RSC18 - LTC Den, SCI | 11 - RSC18 - LTC Den, SCI | 11 - RSC18 - LTC Den, SCI | 11 - RSC18 - LTC Den, SCI
JSN | NAME | QTY | ACQ/INS | DESCRIPTION
A5212 | Bracket, Television, Wall-Mounted, Tilt/Angle | 1 | VV | A wall mounted, tilt/angled TV bracket for 37" to 80" TVs. Mount will be a universal and VESA compliant unit with a load capacity of up to 130 lbs.
A5220 | Bracket, Television, Wall Backing | 1 | CC | Wall mounted television bracket backing which provides additional support and strength for the installation of the television bracket. Option available for interior or exterior plate and sized for 12” 16” or 24” stud spacing.
A6046 | Artwork, Decorative, With Frame | 1 | VV | This JSN is to be used for determining and defining location of decorative artwork.
F0255 | Chair, Easy | 1 | VV | Easy chair approximately 35" high X 28" wide X 32" deep with arms and floor glides. Arms, back and seat are foam padded and upholstered in woven textile fabric or vinyl.
F0280 | Chair, Swivel, Low Back | 1 | VV | Low back contemporary swivel chair, 37" high X 25" wide X 31" deep with a five (5) caster swivel base, arms and foam padded seat and back upholstered with either woven textile fabric or vinyl.
F0370 | Sofa, Sleeper, Upholstered | 1 | VV | A sleeper sofa with a highly durable, stain resistant and long lasting fabric upholstery. The sleeper sofa will be designed to limit its footprint when in the sleep configuration to approximately that in the sofa configuration. The unit is used in hospital patient rooms and hospital staff lounges. Unit will also include drawer storage for linens.
F0710 | Table, Computer, With Print Shelf | 1 | VV | Computer work table, approximately 31" high X 40" wide X 24" deep with retractable shelve(s) for keyboard and/or extra work space, adjustable shelves for printer and printer paper, and (optional) dual wheel casters (two locking).
F0740 | Table, Occasional, Lamp | 1 | VV | Occasional lamp table (end table) approximately 20" high X 27" wide X 27" deep with choice of finishes (wood, oak veneer, or high pressure laminate).
F2000 | Basket, Wastepaper, Fire Resistant | 1 | VV | Wastepaper basket, fire resistant, approximately 40 quart capacity. This unit is used to collect and temporarily store small quantities of paper refuse in patient rooms, administrative areas and nursing stations. Size and shape varies depending on the application and manufacturer selected.
F2420 | Lamp, Table, With Shade | 1 | VV | Table lamp, 27-34" high X 6" wide X 6" deep with linen shade. Convenience outlet required at point of use.
F2435 | Lamp, Desk, Fluorescent | 1 | VV | Fluorescent desk lamp, approximately 13"H X 9"W X 6" D with a 14" wide X 2" deep shade and two (2) 15 Watt fluorescent tubes. Size and lamp shape may vary. Used for general reading luminosity. Convenience outlet required at point of use.
F3200 | Clock, Battery, 12" Diameter | 1 | VV | Clock, 12" diameter. Round surface, easy to read numbers with sweep second hand. Wall mounted unit for use when impractical to install a fully synchronized clock system. Battery operated, (batteries not included).
M0506 | Television, Flat Screen | 1 | VV | Flat screen television with approximately 32'" to 40' diagonal screen size. The TV will have built-in speakers, NTSC tuner, a 16:9 wide screen aspect ratio, a minimum of 1280 x 768 resolution and a remote control.
M1801 | Computer, Microprocessing, w/Flat Panel Monitor | 1 | VV | Desk top microprocessing computer. The unit shall consist of a central processing mini tower, flat panel monitor, keyboard, mouse and speakers. The system shall have the following minimum characteristics: a 2.8 GHz Pentium processor; 512 MB memory; 80GB hard drive; 32/48x CD-ROMDVD combo; 1.44MB network interface card; video 32 MB NVIDIA; a 18 inch flat panel monitor. The computer is used throughout the facility to input, manipulate and retrieve information.
12 - RSC19 - LTC Laundry Room, SCI | 12 - RSC19 - LTC Laundry Room, SCI | 12 - RSC19 - LTC Laundry Room, SCI | 12 - RSC19 - LTC Laundry Room, SCI | 12 - RSC19 - LTC Laundry Room, SCI
JSN | NAME | QTY | ACQ/INS | DESCRIPTION
A5075 | Dispenser, Soap, Disposable | 1 | VV | Disposable soap dispenser. One-handed dispensing operation. Designed to accommodate disposable soap cartridge and valve.
A5080 | Dispenser, Paper Towel, SS, Surface Mounted | 1 | CC | A surface mounted, satin finish stainless steel, single-fold, paper towel dispenser. Dispenser features: tumbler lock; front hinged at bottom; and refill indicator slot. Minimum capacity 400 single-fold paper towels. For general purpose use throughout the facility.
A5160 | Shelf, 8" Depth, SS, Surface Mounted | 4 | CC | A surface mounted, satin finish, stainless steel shelf with a minimum depth of 8". Mounting brackets are welded to shelf. Shelf is available in various widths. For general purpose use in scrub areas/rooms or other areas of the facility where a SS shelf is required. Pricing based upon a 36" width.
C03A0 | Cabinet, U/C/B, Open, 2 Shelf, 36x30x22 | 1 | CC | Standing height under counter, steel base cabinet, open, with two adjustable shelves. Also referred to as an open cabinet. For general purpose use throughout the facility.
CT020 | Countertop, Solid Surface | 1 | CC | A solid, nonporous countertop with a smooth seamless appearance. Easy to clean and maintain and with proper cleaning does not support the growth of mold. An acrylic-based solid surface product. Standard thickness of 1", and a 4" butt backsplash/curb. Also referred to as a work surface or work top. Available in a choice of colors and depths. Used in lab and other hospital areas requiring optimum physical and chemical resisting properties.
F0295 | Chair, Stacking | 1 | VV | Stacking chair, approximately 34" H X 21" W X 24" D. May be stacked up to 20 high depending upon the model selected. These chairs are intended primarily as overflow capacity for conference rooms.
F2017 | Waste Receptacle, 24 GAL | 1 | VV | Rectangular steel waste receptacle with step-on lid and 24 gallon capacity. The receptacle is used to collect and temporarily store small quantities of paper refuse. Can be used in restrooms, patient areas, laboratories, pharmacies, etc.
M2300 | Washer, Clothes, Automatic | 2 | VV | Large capacity automatic clothes washer with a heavy duty motor. The unit's control system programs load, cycle time, spin speed, fabric, water level and water temperature. The washer includes a bleach and/or fabric softener dispenser and a filter ring for trapping lint.
M2400 | Dryer, Clothes, Automatic, Electric, Household | 2 | VV | Automatic clothes dryer. Electric unit features automatic sensi-dry control with setting for different kinds of fabrics, timed cycle, removable lint filter, drum interior light and enamel finish.
P1965 | Eyewash, Eye/Face, Sink Mounted, Hands-free | 1 | CC | A sink mounted eyewash station. The unit is designed for emergency eye and face rinsing from soft flow dual spray-heads. The Flow must be activated by the single momentary action and remain on until terminated.
P2451 | Valve, Mixing, Thermostatic, Eyewash | 1 | CC | Emergency tempering valve thermostatically mixes hot and cold water to provide a safe fluid supply for a single emergency eye/face wash with a flow rate of 10 gpm (38.8L)
P8710 | Utility Center, Plumbing Connection | 2 | CC | Plumbing connection utility center, sometimes referred to as a 'GUY GRAY BOX'. This recessed utility center provides for hot and cold water connections and a drain connection at sink and other equipment locations. The utility center includes cutoff valves for the water connections, a plug seal for the drain and an outside cover to provide an aesthetic appearance when connections are no longer required. This center may be installed in locations where no plumbing fixtures are included in a design as a future flexibility device, saving many dollars for later facility modifications to incorporate sinks as functions change.
13 - SB201 - SCI LTC Resident Toilet, Bldg Sprt | 13 - SB201 - SCI LTC Resident Toilet, Bldg Sprt | 13 - SB201 - SCI LTC Resident Toilet, Bldg Sprt | 13 - SB201 - SCI LTC Resident Toilet, Bldg Sprt | 13 - SB201 - SCI LTC Resident Toilet, Bldg Sprt
JSN | NAME | QTY | ACQ/INS | DESCRIPTION
A1067 | Mirror, Float Glass, ADA Accessible | 1 | CC | A high quality 1/4" polished float glass mirror with a stainless steel frame. Frame holds mirror in a tilted position for accessibility and compliance with ADA requirements. Mirror has a galvanized steel back secured to frame with concealed screws with integral horizontal hanging brackets. Mirror shall be approximately 18" wide and 36" high. Other sizes are available.
A5075 | Dispenser, Soap, Disposable | 1 | VV | Disposable soap dispenser. One-handed dispensing operation. Designed to accommodate disposable soap cartridge and valve.
A5082 | Dispenser, Paper Towel, Sensor, Hands Free | 1 | CC | A surface mounted, sensor activated, automatic, roll paper towel dispenser. The unit dispenses a paper towel automatically only when hands are place in position below the dispenser for maximum sanitation and hygiene. May include adjustable settings for sheet length, time delay, and sensor range. Unit is battery operated or with optional AC power adapter.
A5090 | Disposal, Sanitary Napkin, SS, Surface Mounted | 1 | CC | A surface mounted, satin finish stainless steel, sanitary napkin disposal. Disposal features a flip-up cover, secured to the container by a heavy duty stainless steel piano-hinge. Disposal may be secured to wall or toilet partition. For general purpose use in female toilet stalls or rooms and uni-sex toilet rooms.
A5109 | Grab Bar, 1-1/4" Dia., SS, 2 Wall, W/C Accessible | 1 | CC | A 1-1/4" diameter, satin finish stainless steel, peened gripping surface, 2 wall toilet stall/ room, grab bar with concealed mounting flanges. Snap over flanges are provided to conceal mounting screws. A selection of mounting kits and concealed anchor devices are available from the manufacturers for different types of installations. Grab bar shall comply with barrier-free accessibility guidelines for structural strength. For typical water closet applications in toilet stalls and rooms where ADA (American's With Disabilities Act) requirements must be met.
A5145 | Hook, Garment, Double, SS, Surface Mounted | 1 | CC | A surface mounted, satin finish stainless steel, double garment hook. Equipped with a concealed mounting bracket that is secured to a concealed wall plate. For general purpose use throughout the facility to hang various items of apparel.
A5200 | Dispenser, Toilet Tissue, SS, 2-Roll, Surface Mntd | 1 | CC | A concealed surface mounted, double roll, satin finish stainless steel, toilet tissue dispenser. Unit accommodates two standard-core toilet tissue rolls through 5" in diameter. Spindles are chrome plated plastic with a heavy-duty internal spring and turn freely for non-controlled delivery. For general purpose use in restrooms.
F2010 | Basket, Wastepaper, Step-On | 1 | VV | "Step-on" wastepaper basket with inner liner and foot petal activated flip top.
P3000 | Lavatory, Vitreous China, Straight Back | 1 | CC | Wall mounted, vitreous china lavatory (approximate bowl size 7"x15"x10") with: straight-front apron, straight or contoured back; faucet holes on 4" centers; gooseneck spout; wrist blade handles; and grid strainer. It shall be suitable for use in clinics, offices, washrooms or patient care areas.
P9050 | Toilet, Wall Hung, Siphon Jet | 1 | CC | Siphon jet water closet/ toilet. This unit is wall hung with an elongated bowl, top spud flushometer, seat with open front and check hinge, and carrier. Used in restrooms throughout the health care facility.
14 - RSC21 - LTC Resident Computer Room, SCI | 14 - RSC21 - LTC Resident Computer Room, SCI | 14 - RSC21 - LTC Resident Computer Room, SCI | 14 - RSC21 - LTC Resident Computer Room, SCI | 14 - RSC21 - LTC Resident Computer Room, SCI
JSN | NAME | QTY | ACQ/INS | DESCRIPTION
F0280 | Chair, Swivel, Low Back | 2 | VV | Low back contemporary swivel chair, 37" high X 25" wide X 31" deep with a five (5) caster swivel base, arms and foam padded seat and back upholstered with either woven textile fabric or vinyl.
F0713 | Table, Adjustable Height 48W x 24D | 2 | VV | 48W x 24 D adjustable height electric pedestal table with C-foot configuration and integral wire management trough or tray. Height range varies by manufacturer, and model, approximately 22 to 48 inches. Steel tube construction with powder coat finish, and 1 inch thick top with high pressure laminate or wood veneer surface.System includes integral electrical components (including control box, cable trough, power cord for table; U.L. listed pop-up power strip with minimum of two simplex receptacles, data and/or USB ports as needed per facility preference).
F2000 | Basket, Wastepaper, Fire Resistant | 1 | VV | Wastepaper basket, fire resistant, approximately 40 quart capacity. This unit is used to collect and temporarily store small quantities of paper refuse in patient rooms, administrative areas and nursing stations. Size and shape varies depending on the application and manufacturer selected.
F3200 | Clock, Battery, 12" Diameter | 1 | VV | Clock, 12" diameter. Round surface, easy to read numbers with sweep second hand. Wall mounted unit for use when impractical to install a fully synchronized clock system. Battery operated, (batteries not included).
M0512 | Television, HDTV, Large Screen, 60" | 1 | VV | A high definition (HDTV) multimedia, slim design, 60"W to 65"W color television. The TV will have a 16.9 wide screen aspect ratio with full HD 1080p resolution and HDMI connections. TV may be LED, Plasma or LCD. TV will include a stand.
M1801 | Computer, Microprocessing, w/Flat Panel Monitor | 2 | VV | Desk top microprocessing computer. The unit shall consist of a central processing mini tower, flat panel monitor, keyboard, mouse and speakers. The system shall have the following minimum characteristics: a 2.8 GHz Pentium processor; 512 MB memory; 80GB hard drive; 32/48x CD-ROMDVD combo; 1.44MB network interface card; video 32 MB NVIDIA; a 18 inch flat panel monitor. The computer is used throughout the facility to input, manipulate and retrieve information.
15 - SC051 - SCI LTC Covered Patio, Clncl Sprt | 15 - SC051 - SCI LTC Covered Patio, Clncl Sprt | 15 - SC051 - SCI LTC Covered Patio, Clncl Sprt | 15 - SC051 - SCI LTC Covered Patio, Clncl Sprt | 15 - SC051 - SCI LTC Covered Patio, Clncl Sprt
JSN | NAME | QTY | ACQ/INS | DESCRIPTION
E0954 | Cart, Emergency, Mobile, 66"H x 32"W x 22"D | 1 | VV | THIS TYPICAL INCLUDES: 1 Cart body, style-A narrow, w/raised edge top 1 Accessory rail, side 1 Accessory rail, back 1 Defibrillator tray 1 IV pole 1 Breakaway bar 1 Flip-up shelf 1 Wastebasket 1 Oxygen tank holder 1 Electrical box-4 outlet 1 Cord wrap 4 Drawer, 3"H 3 Drawer, 6"H Drawer organizer bins.
M1100 | Resuscitator, Bag-Mask, Hand Operated | 1 | VV | Hand operated bag-mask resuscitator. Consists of face mask, non-rebreathing valve, compression bag and tidal bag. Used for resuscitation in life saving situations.
M7660 | Defibrillator/Monitor/Recorder, Portable | 1 | VV | Portable defibrillator-monitor-recorder. Integral unit system operable from self-contained rechargeable batteries. ECG may be viewed through paddles or patient cable. Options include external pacing and 12-Lead.
M8769 | Aspirator, Resuscitation, Portable w/ Battery | 1 | VV | High-vacuum and high-flow AC/DC powered suction unit for use on emergency resuscitation carts and for general suction use. Light weight, compact design, fully enclosed water resistant unit with an average run time of 60 minutes. Includes variable suction range up to 580 mmHg and 1200 CC collection canister.
16 - SC049 - SCI LTC Balcony, Clncl Sprt | 16 - SC049 - SCI LTC Balcony, Clncl Sprt | 16 - SC049 - SCI LTC Balcony, Clncl Sprt | 16 - SC049 - SCI LTC Balcony, Clncl Sprt | 16 - SC049 - SCI LTC Balcony, Clncl Sprt
JSN | NAME | QTY | ACQ/INS | DESCRIPTION
F0224 | Chair, Dining, Outdoor | 2 | VV | Dining chair with arms, suitable for indoor or outdoor dining. Constructed of powder coated galvanized metal in choice of colors.
16 - SCI/D CENTER LONG TERM CARE HOME (LTC-H) SUPPORT AREA | 16 - SCI/D CENTER LONG TERM CARE HOME (LTC-H) SUPPORT AREA | 16 - SCI/D CENTER LONG TERM CARE HOME (LTC-H) SUPPORT AREA | 16 - SCI/D CENTER LONG TERM CARE HOME (LTC-H) SUPPORT AREA | 16 - SCI/D CENTER LONG TERM CARE HOME (LTC-H) SUPPORT AREA
1 - SV583 - SCI LTC Medication Alcove, Phrm Svc | 1 - SV583 - SCI LTC Medication Alcove, Phrm Svc | 1 - SV583 - SCI LTC Medication Alcove, Phrm Svc | 1 - SV583 - SCI LTC Medication Alcove, Phrm Svc | 1 - SV583 - SCI LTC Medication Alcove, Phrm Svc
JSN | NAME | QTY | ACQ/INS | DESCRIPTION
A1010 | Telecommunication Outlet | 2 | VV | Telecommunication outlet location.
A1014 | Telephone, Wall Mounted, 1 Line, With Speaker | 1 | VV | Telephone, wall mounted, 1 line, with speaker.
A5075 | Dispenser, Soap, Disposable | 1 | VV | Disposable soap dispenser. One-handed dispensing operation. Designed to accommodate disposable soap cartridge and valve.
A5077 | Dispenser, Hand Sanitizer, Hands-Free | 1 | VV | A touch free wall-mounted hand sanitizer dispenser. For use throughout a healthcare facility. Unit does not include the sanitizing liquid. Units are battery operated.
A5082 | Dispenser, Paper Towel, Sensor, Hands Free | 1 | CC | A surface mounted, sensor activated, automatic, roll paper towel dispenser. The unit dispenses a paper towel automatically only when hands are place in position below the dispenser for maximum sanitation and hygiene. May include adjustable settings for sheet length, time delay, and sensor range. Unit is battery operated or with optional AC power adapter.
A5107 | Dispenser, Glove, Surgical/Examination, Wall Mntd | 1 | VV | Examination three (Small Medium, Large) glove dispenser box for wall mounting. Fabricated of either cold rolled steel with a white baked enamel finish, plastic or acrylic. Hardware not included, Option 3 powder coated steel.
A5108 | Waste Disposal Unit, Sharps | 1 | VV | A container for collecting and transporting syringes and other sharps for decontamination and disposal. Available in 2 gallon and 8 gallon with locking rotor. Complies with OSHA regulations for handling sharps.
A5145 | Hook, Garment, Double, SS, Surface Mounted | 1 | CC | A surface mounted, satin finish stainless steel, double garment hook. Equipped with a concealed mounting bracket that is secured to a concealed wall plate. For general purpose use throughout the facility to hang various items of apparel.
C03G0 | Cabinet, U/C/B, 2 Shelf, 2 Door, 36x30x22 | 1 | CC | Standing height under counter base cabinet with two adjustable shelves and two solid hinged doors. Also referred to as a cupboard cabinet. For general purpose use throughout the facility.
C04Q0 | Cabinet, ADA Sink, Wall-Mounted | 1 | CC | Wall mounted sink support cabinet for drop-in sink with vertical fascia and angled ADA profile, also referred to as ADA sink cabinet. Removable front panel to permit access to plumbing. Medium density M-3 particle board core construction faced with high pressure vertical grade decorative plastic laminate on exposed surfaces and melamine on semi-exposed and concealed surfaces; plastic laminate edge banding. Includes all attaching hardware including support rail.
CD030 | Cabinet, W/H, 2 Shelf, 2 DO, Sloping Top, 38x30x13 | 2 | CC | Wall hung steel cabinet with two adjustable shelves, solid hinged doors, and sloping top. Also referred to as a solid hinged double door wall case. For general purpose use throughout the facility.
CS070 | Sink, SS, Single Compartment, 7.5x16x16 ID | 1 | CC | Single compartment stainless steel sink, drop-in, self-rimming, ledge-type, connected with a drain and provided with a mixing faucet. It shall also be provided with pre-punched fixture holes on 4" center, integral back ledge to accommodate deck-mounted fixtures, brushed/polished interior and top surfaces, and sound deadened. Recommended for use in suspended or U/C/B sink cabinets having a high plastic laminate or Chemsurf laminate countertop/work surface. Coordinate actual outside sink dimensions with the actual clear dimension of cabinet specified to ensure that they are compatible. For general purpose use throughout the facility.
CT020 | Countertop, Solid Surface | 1 | CC | A solid, nonporous countertop with a smooth seamless appearance. Easy to clean and maintain and with proper cleaning does not support the growth of mold. An acrylic-based solid surface product. Standard thickness of 1", and a 4" butt backsplash/curb. Also referred to as a work surface or work top. Available in a choice of colors and depths. Used in lab and other hospital areas requiring optimum physical and chemical resisting properties.
E0945 | Cart, Computer, Mobile | 1 | VV | A mobile computer cart for use throughout the facility. The cart dimensions will be approximately 45" H x 30" W x 22" D with casters. May include drawers and miscellaneous other accessories that will be determined at time of purchase. This Typical may include: 1 Cart Body, w/Computer Support, Style-A Narrow, w/Raised Edge Top 1 Flip-Up Shelf 1 Sharps Container Holder 1 Wastebasket 1 Chart Holder 2 Drawers, 3"H 2 Drawers, 6"H 3 Accessory Rail, Side Drawer Organizer Bins
F2010 | Basket, Wastepaper, Step-On | 1 | VV | "Step-on" wastepaper basket with inner liner and foot petal activated flip top.
F3050 | Whiteboard, Dry Erase | 1 | VV | Whiteboard unit, approximately 36" H x 48" W consisting of a white porcelain enamel writing surface with an attached chalk tray. Magnetic surface available. Image can be easily removed with a standard chalkboard eraser. For use with water color pens. Unit is ready to hang.
F3200 | Clock, Battery, 12" Diameter | 1 | VV | Clock, 12" diameter. Round surface, easy to read numbers with sweep second hand. Wall mounted unit for use when impractical to install a fully synchronized clock system. Battery operated, (batteries not included).
M1801 | Computer, Microprocessing, w/Flat Panel Monitor | 1 | VV | Desk top microprocessing computer. The unit shall consist of a central processing mini tower, flat panel monitor, keyboard, mouse and speakers. The system shall have the following minimum characteristics: a 2.8 GHz Pentium processor; 512 MB memory; 80GB hard drive; 32/48x CD-ROMDVD combo; 1.44MB network interface card; video 32 MB NVIDIA; a 18 inch flat panel monitor. The computer is used throughout the facility to input, manipulate and retrieve information.
M3150 | Distribution System, Medication, Automatic | 1 | VV | An automated dispensing system that provides controlled dispensing, inventory and security. Size and cost will vary dependent on number of modules selected.
P1965 | Eyewash, Eye/Face, Sink Mounted, Hands-free | 1 | CC | A sink mounted eyewash station. The unit is designed for emergency eye and face rinsing from soft flow dual spray-heads. The Flow must be activated by the single momentary action and remain on until terminated.
R6200 | Refrigerator, U/C or F/S, 5 Cu Ft | 1 | VV | Utility refrigerator approximately 35" H x 24" W x 26" D. The unit has a two tray ice cube cooling system. The refrigerator fits standard architectural dimensions for undercounter installation. The unit is perfect for use in nurses' station, wards, and laboratories, pharmacies or wherever space is limited.
2 - SS218 - SCI LTC Medical Clerk Workstation, Stff Sprt | 2 - SS218 - SCI LTC Medical Clerk Workstation, Stff Sprt | 2 - SS218 - SCI LTC Medical Clerk Workstation, Stff Sprt | 2 - SS218 - SCI LTC Medical Clerk Workstation, Stff Sprt | 2 - SS218 - SCI LTC Medical Clerk Workstation, Stff Sprt
JSN | NAME | QTY | ACQ/INS | DESCRIPTION
A1010 | Telecommunication Outlet | 2 | VV | Telecommunication outlet location.
A1015 | Telephone, Desk, Multiple Line | 1 | VV | Telephone, desk, multiple line.
E0123 | Workstation, Straight, Free Standing, 72" W | 1 | VV | This JSN will provide a whole work station typical to quickly plan work in areas in clinical or administrative spaces. There will be a price decrease if typical work stations are used with vertical hanging strips instead of panels. THIS TYPICAL INCLUDES: 4 Standard Solid Panels 2 Panel Connectors, 2-Way Corner 1 Panel-to-Panel Connector 2 Finished End Hardware 1 Cantilevered, Work Surface 2 Lockable Flipper Units 2 Shelf, Storage/Displays 2 Lights 1 Tack board 1 Tool Rail 1 Paper Tray 1 Diagonal Tray 1 Adjustable Keyboard Tray 1 Mobile Pedestal, Box/File
F0275 | Chair, Swivel, High Back | 1 | VV | Highback contemporary swivel chair, 41" high X 23" wide X 23" deep with five (5) caster swivel base and arms. Chair may be used at desks or in conference rooms. Back and seat are foam padded and upholstered with either woven textile fabric or vinyl.
F0420 | Cabinet, Filing, Lateral, Half Height | 1 | VV | Half height two (2) or three (3) drawer lateral filing cabinet, 28" high X 42" wide X 18" deep with recessed handles, locking device and drawer label holders. Drawers are adaptable to either letter or legal size materials.
F2000 | Basket, Wastepaper, Fire Resistant | 1 | VV | Wastepaper basket, fire resistant, approximately 40 quart capacity. This unit is used to collect and temporarily store small quantities of paper refuse in patient rooms, administrative areas and nursing stations. Size and shape varies depending on the application and manufacturer selected.
M1801 | Computer, Microprocessing, w/Flat Panel Monitor | 1 | VV | Desk top microprocessing computer. The unit shall consist of a central processing mini tower, flat panel monitor, keyboard, mouse and speakers. The system shall have the following minimum characteristics: a 2.8 GHz Pentium processor; 512 MB memory; 80GB hard drive; 32/48x CD-ROMDVD combo; 1.44MB network interface card; video 32 MB NVIDIA; a 18 inch flat panel monitor. The computer is used throughout the facility to input, manipulate and retrieve information.
3 - SV583 - SCI LTC Medication Room, Phrm Svc | 3 - SV583 - SCI LTC Medication Room, Phrm Svc | 3 - SV583 - SCI LTC Medication Room, Phrm Svc | 3 - SV583 - SCI LTC Medication Room, Phrm Svc | 3 - SV583 - SCI LTC Medication Room, Phrm Svc
JSN | NAME | QTY | ACQ/INS | DESCRIPTION
A1010 | Telecommunication Outlet | 2 | VV | Telecommunication outlet location.
A1014 | Telephone, Wall Mounted, 1 Line, With Speaker | 1 | VV | Telephone, wall mounted, 1 line, with speaker.
A5075 | Dispenser, Soap, Disposable | 1 | VV | Disposable soap dispenser. One-handed dispensing operation. Designed to accommodate disposable soap cartridge and valve.
A5077 | Dispenser, Hand Sanitizer, Hands-Free | 1 | VV | A touch free wall-mounted hand sanitizer dispenser. For use throughout a healthcare facility. Unit does not include the sanitizing liquid. Units are battery operated.
A5082 | Dispenser, Paper Towel, Sensor, Hands Free | 1 | CC | A surface mounted, sensor activated, automatic, roll paper towel dispenser. The unit dispenses a paper towel automatically only when hands are place in position below the dispenser for maximum sanitation and hygiene. May include adjustable settings for sheet length, time delay, and sensor range. Unit is battery operated or with optional AC power adapter.
A5107 | Dispenser, Glove, Surgical/Examination, Wall Mntd | 1 | VV | Examination three (Small Medium, Large) glove dispenser box for wall mounting. Fabricated of either cold rolled steel with a white baked enamel finish, plastic or acrylic. Hardware not included, Option 3 powder coated steel.
A5108 | Waste Disposal Unit, Sharps | 1 | VV | A container for collecting and transporting syringes and other sharps for decontamination and disposal. Available in 2 gallon and 8 gallon with locking rotor. Complies with OSHA regulations for handling sharps.
A5145 | Hook, Garment, Double, SS, Surface Mounted | 1 | CC | A surface mounted, satin finish stainless steel, double garment hook. Equipped with a concealed mounting bracket that is secured to a concealed wall plate. For general purpose use throughout the facility to hang various items of apparel.
C03G0 | Cabinet, U/C/B, 2 Shelf, 2 Door, 36x30x22 | 1 | CC | Standing height under counter base cabinet with two adjustable shelves and two solid hinged doors. Also referred to as a cupboard cabinet. For general purpose use throughout the facility.
C04Q0 | Cabinet, ADA Sink, Wall-Mounted | 1 | CC | Wall mounted sink support cabinet for drop-in sink with vertical fascia and angled ADA profile, also referred to as ADA sink cabinet. Removable front panel to permit access to plumbing. Medium density M-3 particle board core construction faced with high pressure vertical grade decorative plastic laminate on exposed surfaces and melamine on semi-exposed and concealed surfaces; plastic laminate edge banding. Includes all attaching hardware including support rail.
CD030 | Cabinet, W/H, 2 Shelf, 2 DO, Sloping Top, 38x30x13 | 2 | CC | Wall hung steel cabinet with two adjustable shelves, solid hinged doors, and sloping top. Also referred to as a solid hinged double door wall case. For general purpose use throughout the facility.
CS070 | Sink, SS, Single Compartment, 7.5x16x16 ID | 1 | CC | Single compartment stainless steel sink, drop-in, self-rimming, ledge-type, connected with a drain and provided with a mixing faucet. It shall also be provided with pre-punched fixture holes on 4" center, integral back ledge to accommodate deck-mounted fixtures, brushed/polished interior and top surfaces, and sound deadened. Recommended for use in suspended or U/C/B sink cabinets having a high plastic laminate or Chemsurf laminate countertop/work surface. Coordinate actual outside sink dimensions with the actual clear dimension of cabinet specified to ensure that they are compatible. For general purpose use throughout the facility.
CT020 | Countertop, Solid Surface | 1 | CC | A solid, nonporous countertop with a smooth seamless appearance. Easy to clean and maintain and with proper cleaning does not support the growth of mold. An acrylic-based solid surface product. Standard thickness of 1", and a 4" butt backsplash/curb. Also referred to as a work surface or work top. Available in a choice of colors and depths. Used in lab and other hospital areas requiring optimum physical and chemical resisting properties.
E0945 | Cart, Computer, Mobile | 1 | VV | A mobile computer cart for use throughout the facility. The cart dimensions will be approximately 45" H x 30" W x 22" D with casters. May include drawers and miscellaneous other accessories that will be determined at time of purchase. This Typical may include: 1 Cart Body, w/Computer Support, Style-A Narrow, w/Raised Edge Top 1 Flip-Up Shelf 1 Sharps Container Holder 1 Wastebasket 1 Chart Holder 2 Drawers, 3"H 2 Drawers, 6"H 3 Accessory Rail, Side Drawer Organizer Bins
F2010 | Basket, Wastepaper, Step-On | 1 | VV | "Step-on" wastepaper basket with inner liner and foot petal activated flip top.
F3050 | Whiteboard, Dry Erase | 1 | VV | Whiteboard unit, approximately 36" H x 48" W consisting of a white porcelain enamel writing surface with an attached chalk tray. Magnetic surface available. Image can be easily removed with a standard chalkboard eraser. For use with water color pens. Unit is ready to hang.
F3200 | Clock, Battery, 12" Diameter | 1 | VV | Clock, 12" diameter. Round surface, easy to read numbers with sweep second hand. Wall mounted unit for use when impractical to install a fully synchronized clock system. Battery operated, (batteries not included).
M1801 | Computer, Microprocessing, w/Flat Panel Monitor | 1 | VV | Desk top microprocessing computer. The unit shall consist of a central processing mini tower, flat panel monitor, keyboard, mouse and speakers. The system shall have the following minimum characteristics: a 2.8 GHz Pentium processor; 512 MB memory; 80GB hard drive; 32/48x CD-ROMDVD combo; 1.44MB network interface card; video 32 MB NVIDIA; a 18 inch flat panel monitor. The computer is used throughout the facility to input, manipulate and retrieve information.
M3150 | Distribution System, Medication, Automatic | 1 | VV | An automated dispensing system that provides controlled dispensing, inventory and security. Size and cost will vary dependent on number of modules selected.
P1965 | Eyewash, Eye/Face, Sink Mounted, Hands-free | 1 | CC | A sink mounted eyewash station. The unit is designed for emergency eye and face rinsing from soft flow dual spray-heads. The Flow must be activated by the single momentary action and remain on until terminated.
R6200 | Refrigerator, U/C or F/S, 5 Cu Ft | 1 | VV | Utility refrigerator approximately 35" H x 24" W x 26" D. The unit has a two tray ice cube cooling system. The refrigerator fits standard architectural dimensions for undercounter installation. The unit is perfect for use in nurses' station, wards, and laboratories, pharmacies or wherever space is limited.
4 - SC162 - SCI LTC Pantry, Clncl Sprt | 4 - SC162 - SCI LTC Pantry, Clncl Sprt | 4 - SC162 - SCI LTC Pantry, Clncl Sprt | 4 - SC162 - SCI LTC Pantry, Clncl Sprt | 4 - SC162 - SCI LTC Pantry, Clncl Sprt
JSN | NAME | QTY | ACQ/INS | DESCRIPTION
M2055 | Shelving, Storage, Wire, CRS, w/Adjustable Shelves | 2 | VV | Stationary, wire, shelving unit. Unit has fully adjustable shelves constructed of stainless steel. For use in general purpose storage areas. Shelving is provided in various sizes and configurations. Price provided is for a unit approximately 74"H x 18"D x 48"W with four shelves.
R7050 | Refrigerator, 25 Cubic Feet | 1 | VV | General purpose refrigerator approximately 84x27x37. This unit is corrosion resistant stainless steel. It has a single self closing door with safety stops. This refrigerator is generally used in commercial kitchens, hospitals and schools.
5 - SB737 - SCI LTC Clean Utility Room, Lgstcs Svc | 5 - SB737 - SCI LTC Clean Utility Room, Lgstcs Svc | 5 - SB737 - SCI LTC Clean Utility Room, Lgstcs Svc | 5 - SB737 - SCI LTC Clean Utility Room, Lgstcs Svc | 5 - SB737 - SCI LTC Clean Utility Room, Lgstcs Svc
JSN | NAME | QTY | ACQ/INS | DESCRIPTION
E0906 | Locker, Supply, General, Wall Mtd, 23"W x 20"D | 1 | VV | THIS TYPICAL INCLUDES: 1 Wall Mounted Rail 1 Locked Storage Container 2 Tray/Shelves 1 Drawer, 3"H 3 Drawers, 6"H 2 Drawers, 9"H 1 Tray/Shelf Divider Drawer Organizer Bins Consider the need for an E0921 to transport the locker from place to place.
E0912 | Locker, Supply, Med Surg, Wall Mtd | 1 | VV | Medical/Surgical Supply locker, Wall Mounted, approximately 23"W x 20"D. THIS TYPICAL INCLUDES: 1 Wall Mounted Rail 1 Locked Storage Container 4 Tray/Shelves 5 Drawers, 3"H 2 Drawers, 6"H 2 Tray/Shelf Dividers Drawer Organizer Bins Consider the need for an E0921 to transport the locker from place to place.
E1500 | Rail, MOD, W/MNTD, HX144XD | 1 | VV | Wall mounted rail used for hanging (mounting) lockers, shelves and drawers on a wall.
F2000 | Basket, Wastepaper, Fire Resistant | 1 | VV | Wastepaper basket, fire resistant, approximately 40 quart capacity. This unit is used to collect and temporarily store small quantities of paper refuse in patient rooms, administrative areas and nursing stations. Size and shape varies depending on the application and manufacturer selected.
6 - SB743 - SCI LTC Soiled Utility Room, Lgstcs Svc | 6 - SB743 - SCI LTC Soiled Utility Room, Lgstcs Svc | 6 - SB743 - SCI LTC Soiled Utility Room, Lgstcs Svc | 6 - SB743 - SCI LTC Soiled Utility Room, Lgstcs Svc | 6 - SB743 - SCI LTC Soiled Utility Room, Lgstcs Svc
JSN | NAME | QTY | ACQ/INS | DESCRIPTION
A1012 | Telephone, Wall Mounted, 1 Line | 1 | VV | Telephone, wall mounted, 1 line.
A5075 | Dispenser, Soap, Disposable | 1 | VV | Disposable soap dispenser. One-handed dispensing operation. Designed to accommodate disposable soap cartridge and valve.
A5077 | Dispenser, Hand Sanitizer, Hands-Free | 1 | VV | A touch free wall-mounted hand sanitizer dispenser. For use throughout a healthcare facility. Unit does not include the sanitizing liquid. Units are battery operated.
A5080 | Dispenser, Paper Towel, SS, Surface Mounted | 1 | CC | A surface mounted, satin finish stainless steel, single-fold, paper towel dispenser. Dispenser features: tumbler lock; front hinged at bottom; and refill indicator slot. Minimum capacity 400 single-fold paper towels. For general purpose use throughout the facility.
A5106 | Waste Disposal Unit, Sharps w/Glove Dispenser | 1 | VV | The unit is designed for the disposal of sharps and complies with OSHA guidelines for the handling of sharps. It shall house a 5 quart container and be capable of being mounted on a wall. It shall have a glove dispenser attached. The unit shall be secured by a locked enclosure.
C04F0 | Cabinet, U/C/B, 1 Shelf, 2 Half DR, 2 DO, 36x36x22 | 1 | CC | Standing height under counter base cabinet with an adjustable shelf and two half width drawers above solid hinged doors. Also referred to as a combination cabinet or a drawer and cupboard cabinet. For general purpose use throughout the facility.
C05P0 | Cabinet, Sink, U/C/B, 2 Door, 36x48x22 | 1 | CC | Standing height under counter base sink cabinet with solid hinged doors. Also referred to as a double-door sink cabinet. For general purpose use throughout the facility where a sink is to be used. Coordinate actual clear cabinet dimension with the actual outside dimension of sink that is specified to ensure that they are compatible.
CS200 | Sink, SS, Single Compartment, 12x28x16 ID | 1 | CC | Single compartment stainless steel sink, drop-in, self-rimming, ledge-type, connected with a drain and provided with a mixing faucet. It shall also be provided with pre-punched fixture holes on 4" center, integral back ledge to accommodate deck-mounted fixtures, brushed/polished interior and top surfaces, and sound deadened. Recommended for use in suspended or U/C/B sink cabinets having a high plastic laminate or Chemsurf laminate countertop/work surface. Coordinate actual outside sink dimensions with the actual clear dimension of cabinet specified to ensure that they are compatible. For general purpose use throughout the facility.
CT050 | Countertop, Stainless Steel | 1 | CC | Stainless steel countertop (composition of heavy-gauge Type No. 304 stainless steel) having a smooth satin finish and integral 4" backsplash/curb. Also referred to as a corrosion-resistant steel work surface or work top. Available in various depths. Used in areas where excellent ease of cleaning, abrasion resistance, bacteria resistance, impact resistance, load capacity and moisture resistance, are of concern. Pricing based upon a 24" depth.
F2020 | Can, Trash, 44 Gallon | 1 | VV | Forty four (44) gallon trash can, 32" high X 24" diameter, with lid. Used to collect and transport refuse from a point of origin to point of disposal (example: from soiled utility or a nursing unit to the trash compactor at housekeeping).
P2000 | Eyewash, Wall Mounted, Hands-Free | 1 | CC | Wall mounted emergency eye wash station. The flow of water from the unit is activated by hand. Upon initiation of water flow the unit will operate hands free to provide streams of water to clear foreign particles or dilute caustic liquids from the eyes in emergency situations. Used in laboratories and areas of the hospital where employees are subject to foreign bodies or liquid material to the eyes.
P2450 | Valve, Mixing, Thermostatic | 1 | CC | Thermostatic mixing valve with washout hose. Used with portable whirlpool equipment. Thermostatic valve is used to maintain temperature between 70 and 110 degree Fahrenheit, with a flow rate of 20 gallons a minute. The washout hose assembly is used to wash out tanks after treatment. Used in physical therapy department to provide comfortable water temperature for patient treatments.
P3100 | Lavatory, Vitreous China, Slab Type | 1 | CC | Wall mounted, slab type, vitreous china, lavatory (approximate bowl size 7"x15"x10") with: faucet holes on 4" centers; gooseneck spout; wrist blade handles; and grid strainer. It shall be suitable for use in clinics, offices, washrooms or patient care area.
7 - RSC28 - LTC Evacuation Equipment Room, SCI | 7 - RSC28 - LTC Evacuation Equipment Room, SCI | 7 - RSC28 - LTC Evacuation Equipment Room, SCI | 7 - RSC28 - LTC Evacuation Equipment Room, SCI | 7 - RSC28 - LTC Evacuation Equipment Room, SCI
JSN | NAME | QTY | ACQ/INS | DESCRIPTION
M4645 | Patient Transfer Device | 1 | VV | A patient transfer board designed to make lateral patient transfers safer for staff and be more comfortable for the patients. The board uses a smooth, low friction and static free surface to eliminate the need for metal rollers. The board has a soft foam core that makes them lightweight for ease of use and storage. The long board device also enables the transfer of a patient in the seated or Fowler position. The boards come in three sizes with the long board being foldable. The dimensions and price are for the long wide board.
M4654 | Stretcher, Mobile, Trauma | 1 | VV | A trauma stretcher designed for use in both emergency and trauma situations. The stretcher allows for easy patient access and their easy transfer. It will have a patient load capacity of at least 700 pounds. It will have superior stability, mobility and braking cabilities. It will have a strong I-beam type construction. The height willl be adjustable with manual backrest. Stainless or painted steel top and chassis. Features 8" conductive casters, with lock and brake, folding, tuck-away side-rails and IV poles and a flame retardant antibacterial mattress.
M4705 | Wheelchair, Patient Transport, Folding | 2 | VV | Folding patient transport wheelchair. Constructed of chrome plated steel with detachable armrest and footrests. Unit has heavy duty front casters with sealed radial high-precision ball bearing assembly. Unit is used for patient transport.
M4710 | Wheelchair, Patient, Bariatric, Transport, Folding | 1 | VV | Folding bariatric patient transport wheelchair with a capacity of at least 500 lbs. Constructed with a heavy duty steel frame and double cross brace, with detachable armrest and swing away footrests. Unit has heavy duty front casters and rear wheels with precision wheel bearings in front and rear assembly. Unit is used for patient movement.
8 - RSC29 - LTC Storage Room, SCI | 8 - RSC29 - LTC Storage Room, SCI | 8 - RSC29 - LTC Storage Room, SCI | 8 - RSC29 - LTC Storage Room, SCI | 8 - RSC29 - LTC Storage Room, SCI
JSN | NAME | QTY | ACQ/INS | DESCRIPTION
A1010 | Telecommunication Outlet | 1 | VV | Telecommunication outlet location.
M2055 | Shelving, Storage, Wire, CRS, w/Adjustable Shelves | 4 | VV | Stationary, wire, shelving unit. Unit has fully adjustable shelves constructed of stainless steel. For use in general purpose storage areas. Shelving is provided in various sizes and configurations. Price provided is for a unit approximately 74"H x 18"D x 48"W with four shelves.
9 - SC471 - SCI LTC Clean Linen Room, EMS | 9 - SC471 - SCI LTC Clean Linen Room, EMS | 9 - SC471 - SCI LTC Clean Linen Room, EMS | 9 - SC471 - SCI LTC Clean Linen Room, EMS | 9 - SC471 - SCI LTC Clean Linen Room, EMS
JSN | NAME | QTY | ACQ/INS | DESCRIPTION
M2055 | Shelving, Storage, Wire, CRS, w/Adjustable Shelves | 1 | VV | Stationary, wire, shelving unit. Unit has fully adjustable shelves constructed of stainless steel. For use in general purpose storage areas. Shelving is provided in various sizes and configurations. Price provided is for a unit approximately 74"H x 18"D x 48"W with four shelves.
10 - SC452 - SCI LTC Soiled Linen Room, EMS | 10 - SC452 - SCI LTC Soiled Linen Room, EMS | 10 - SC452 - SCI LTC Soiled Linen Room, EMS | 10 - SC452 - SCI LTC Soiled Linen Room, EMS | 10 - SC452 - SCI LTC Soiled Linen Room, EMS
JSN | NAME | QTY | ACQ/INS | DESCRIPTION
F0510 | Cart, Linen, Soiled | 1 | VV | Soiled linen collection cart, approximately 70" H x 68" W x 28" D with four (4) casters. Used to transport clean or soiled laundry.
11 - SB780 - SCI LTC Transfer Equipment Room, Lgstcs Svc | 11 - SB780 - SCI LTC Transfer Equipment Room, Lgstcs Svc | 11 - SB780 - SCI LTC Transfer Equipment Room, Lgstcs Svc | 11 - SB780 - SCI LTC Transfer Equipment Room, Lgstcs Svc | 11 - SB780 - SCI LTC Transfer Equipment Room, Lgstcs Svc
JSN | NAME | QTY | ACQ/INS | DESCRIPTION
M2055 | Shelving, Storage, Wire, CRS, w/Adjustable Shelves | 2 | VV | Stationary, wire, shelving unit. Unit has fully adjustable shelves constructed of stainless steel. For use in general purpose storage areas. Shelving is provided in various sizes and configurations. Price provided is for a unit approximately 74"H x 18"D x 48"W with four shelves.
M2070 | Shelving, Storage, 77hx36wx18d | 2 | VV | Storage shelving unit approximately 77" H X 36" W X 18" D. Corrosion resistant baked enamel, galvanized or stainless steel open unit with adjustable shelves. The closed version is also available. For use in the storage room.
12 - SB255 - SCI LTC Stretcher Room, Bldg Sprt | 12 - SB255 - SCI LTC Stretcher Room, Bldg Sprt | 12 - SB255 - SCI LTC Stretcher Room, Bldg Sprt | 12 - SB255 - SCI LTC Stretcher Room, Bldg Sprt | 12 - SB255 - SCI LTC Stretcher Room, Bldg Sprt
JSN | NAME | QTY | ACQ/INS | DESCRIPTION
M4655 | Stretcher, Mobile, CRS, 9 Position | 2 | VV | Mobile stretcher. All corrosion resistant stainless steel construction. It consists of a tubular frame with side rails, a 9-position hydraulic base with pneumatic fowler adjustment, and a 2" pad. Unit is mounted on 8" conductive casters. Designed for patient transport as well as for minor surgical procedures.
13 - RSC35 - LTC Equipment Room, SCI | 13 - RSC35 - LTC Equipment Room, SCI | 13 - RSC35 - LTC Equipment Room, SCI | 13 - RSC35 - LTC Equipment Room, SCI | 13 - RSC35 - LTC Equipment Room, SCI
JSN | NAME | QTY | ACQ/INS | DESCRIPTION
M4045 | Scale, Wheelchair, Portable, 1000 lb Capacity | 1 | VV | A battery operated, portable, digital wheelchair scale. This item is designed to accommodate extra-wide wheelchairs for weighing bariatric patients and also can be used for walk-ons. The scale can store the weight of the chair. The digital display unit can be scale mounted or mounted on a wall. An optional AC adapter is available. Designed for a gross 1000 lbs. capacity.
M4705 | Wheelchair, Patient Transport, Folding | 1 | VV | Folding patient transport wheelchair. Constructed of chrome plated steel with detachable armrest and footrests. Unit has heavy duty front casters with sealed radial high-precision ball bearing assembly. Unit is used for patient transport.
M4710 | Wheelchair, Patient, Bariatric, Transport, Folding | 1 | VV | Folding bariatric patient transport wheelchair with a capacity of at least 500 lbs. Constructed with a heavy duty steel frame and double cross brace, with detachable armrest and swing away footrests. Unit has heavy duty front casters and rear wheels with precision wheel bearings in front and rear assembly. Unit is used for patient movement.
M8085 | Lift, Patient, Electric, 600 Lb Cap, Bariatric | 1 | VC | A battery powered patient lift with an adjustable U shaped base and a minimum of 600 pound capacity for bariatric use. Unit comes with a battery charger. The unit is mounted on locking ball bearing casters for safety and stability and may require specialized slings. The database height refers to fully extended lifting arms. Designed for patient lifting and movement.
14 - SB711 - SCI LTC Resident Belongings Storage Room, Lgstcs Svc | 14 - SB711 - SCI LTC Resident Belongings Storage Room, Lgstcs Svc | 14 - SB711 - SCI LTC Resident Belongings Storage Room, Lgstcs Svc | 14 - SB711 - SCI LTC Resident Belongings Storage Room, Lgstcs Svc | 14 - SB711 - SCI LTC Resident Belongings Storage Room, Lgstcs Svc
JSN | NAME | QTY | ACQ/INS | DESCRIPTION
A1030 | Locker, 2 Person, Over/Under | 8 | VV | Two person locker, double tier, 72Hx12Wx18D. This unit includes hooks for coats and hats. Door equipped with safety guard handles. Designed for storage of coats, hats, and other personal belongings. Other width and depths are available.
A5020 | Bench, Locker Room, Floor Mounted | 1 | CC | Locker room bench. Floor mounting -1-1/4" thick. Benches are sanded smooth with two coats of moisture-resistant sealer to ensure a protective, satin gloss surface, and mounted on strong steel pedestal anchored to the floor. Over all height of 18" includes pedestal. Size as required.
F2000 | Basket, Wastepaper, Fire Resistant | 1 | VV | Wastepaper basket, fire resistant, approximately 40 quart capacity. This unit is used to collect and temporarily store small quantities of paper refuse in patient rooms, administrative areas and nursing stations. Size and shape varies depending on the application and manufacturer selected.
15 - RSC37 - LTC Recreation Storage Room, SCI | 15 - RSC37 - LTC Recreation Storage Room, SCI | 15 - RSC37 - LTC Recreation Storage Room, SCI | 15 - RSC37 - LTC Recreation Storage Room, SCI | 15 - RSC37 - LTC Recreation Storage Room, SCI
JSN | NAME | QTY | ACQ/INS | DESCRIPTION
M2055 | Shelving, Storage, Wire, CRS, w/Adjustable Shelves | 2 | VV | Stationary, wire, shelving unit. Unit has fully adjustable shelves constructed of stainless steel. For use in general purpose storage areas. Shelving is provided in various sizes and configurations. Price provided is for a unit approximately 74"H x 18"D x 48"W with four shelves.
16 - SB262 - SCI LTC Wheelchair Alcove, Bldg Sprt | 16 - SB262 - SCI LTC Wheelchair Alcove, Bldg Sprt | 16 - SB262 - SCI LTC Wheelchair Alcove, Bldg Sprt | 16 - SB262 - SCI LTC Wheelchair Alcove, Bldg Sprt | 16 - SB262 - SCI LTC Wheelchair Alcove, Bldg Sprt
JSN | NAME | QTY | ACQ/INS | DESCRIPTION
M4705 | Wheelchair, Patient Transport, Folding | 1 | VV | Folding patient transport wheelchair. Constructed of chrome plated steel with detachable armrest and footrests. Unit has heavy duty front casters with sealed radial high-precision ball bearing assembly. Unit is used for patient transport.
M4710 | Wheelchair, Patient, Bariatric, Transport, Folding | 1 | VV | Folding bariatric patient transport wheelchair with a capacity of at least 500 lbs. Constructed with a heavy duty steel frame and double cross brace, with detachable armrest and swing away footrests. Unit has heavy duty front casters and rear wheels with precision wheel bearings in front and rear assembly. Unit is used for patient movement.
17 - SC180 - SCI LTC Portable Imaging Equipment Alcove, Clncl Sprt | 17 - SC180 - SCI LTC Portable Imaging Equipment Alcove, Clncl Sprt | 17 - SC180 - SCI LTC Portable Imaging Equipment Alcove, Clncl Sprt | 17 - SC180 - SCI LTC Portable Imaging Equipment Alcove, Clncl Sprt | 17 - SC180 - SCI LTC Portable Imaging Equipment Alcove, Clncl Sprt
JSN | NAME | QTY | ACQ/INS | DESCRIPTION
X4780 | Radiographic Unit, Mobile, Battery, 100 mA, 100kVp | 1 | VV | Mobile radiographic, rechargeable battery powered x-ray unit. The unit is 100 mA, 110 kVp. For use in surgery or patient treatment areas.
18 - SC072 - SCI LTC Isolation Cart / Wound Treatment Cart Alcove, Clncl Sprt | 18 - SC072 - SCI LTC Isolation Cart / Wound Treatment Cart Alcove, Clncl Sprt | 18 - SC072 - SCI LTC Isolation Cart / Wound Treatment Cart Alcove, Clncl Sprt | 18 - SC072 - SCI LTC Isolation Cart / Wound Treatment Cart Alcove, Clncl Sprt | 18 - SC072 - SCI LTC Isolation Cart / Wound Treatment Cart Alcove, Clncl Sprt
JSN | NAME | QTY | ACQ/INS | DESCRIPTION
E0948 | Cart, General Storage, Mobile, 42"H x 32"W x 22"D | 1 | VV | THIS TYPICAL INCLUDES: 1 Cart Body, Style-A Narrow, w/Raised Edge Top 2 Drawers, 3" H 4 Drawers, 6" H 1 Accessory Rail, Side Drawer Organizer Bins
M4300 | Wound Therapy System, Negative Pressure | 1 | VV | A negative pressure wound therapy system allowing for continuous or intermittent negative pressure from 40-120mmHg. Designed for patients benefitting from a suction device (negative pressure wound therapy) to promote wound healing by removal of fluids. The device includes a single-use bacterial overflow guard and removable canister. Device includes a rechargeable battery.
19 - SC052 - SCI LTC Crash Cart Alcove, Clncl Sprt | 19 - SC052 - SCI LTC Crash Cart Alcove, Clncl Sprt | 19 - SC052 - SCI LTC Crash Cart Alcove, Clncl Sprt | 19 - SC052 - SCI LTC Crash Cart Alcove, Clncl Sprt | 19 - SC052 - SCI LTC Crash Cart Alcove, Clncl Sprt
JSN | NAME | QTY | ACQ/INS | DESCRIPTION
E0954 | Cart, Emergency, Mobile, 66"H x 32"W x 22"D | 1 | VV | THIS TYPICAL INCLUDES: 1 Cart body, style-A narrow, w/raised edge top 1 Accessory rail, side 1 Accessory rail, back 1 Defibrillator tray 1 IV pole 1 Breakaway bar 1 Flip-up shelf 1 Wastebasket 1 Oxygen tank holder 1 Electrical box-4 outlet 1 Cord wrap 4 Drawer, 3"H 3 Drawer, 6"H Drawer organizer bins.
M1100 | Resuscitator, Bag-Mask, Hand Operated | 1 | VV | Hand operated bag-mask resuscitator. Consists of face mask, non-rebreathing valve, compression bag and tidal bag. Used for resuscitation in life saving situations.
M7660 | Defibrillator/Monitor/Recorder, Portable | 1 | VV | Portable defibrillator-monitor-recorder. Integral unit system operable from self-contained rechargeable batteries. ECG may be viewed through paddles or patient cable. Options include external pacing and 12-Lead.
M8769 | Aspirator, Resuscitation, Portable w/ Battery | 1 | VV | High-vacuum and high-flow AC/DC powered suction unit for use on emergency resuscitation carts and for general suction use. Light weight, compact design, fully enclosed water resistant unit with an average run time of 60 minutes. Includes variable suction range up to 580 mmHg and 1200 CC collection canister.
17 - SCI/D CENTER LONG TERM CARE (LTC) STAFF AND ADMINISTRATIVE AREA | 17 - SCI/D CENTER LONG TERM CARE (LTC) STAFF AND ADMINISTRATIVE AREA | 17 - SCI/D CENTER LONG TERM CARE (LTC) STAFF AND ADMINISTRATIVE AREA | 17 - SCI/D CENTER LONG TERM CARE (LTC) STAFF AND ADMINISTRATIVE AREA | 17 - SCI/D CENTER LONG TERM CARE (LTC) STAFF AND ADMINISTRATIVE AREA
1 - SS204 - SCI LTC Director Office, Stff Sprt | 1 - SS204 - SCI LTC Director Office, Stff Sprt | 1 - SS204 - SCI LTC Director Office, Stff Sprt | 1 - SS204 - SCI LTC Director Office, Stff Sprt | 1 - SS204 - SCI LTC Director Office, Stff Sprt
JSN | NAME | QTY | ACQ/INS | DESCRIPTION
A1010 | Telecommunication Outlet | 2 | VV | Telecommunication outlet location.
A1015 | Telephone, Desk, Multiple Line | 1 | VV | Telephone, desk, multiple line.
A5145 | Hook, Garment, Double, SS, Surface Mounted | 1 | CC | A surface mounted, satin finish stainless steel, double garment hook. Equipped with a concealed mounting bracket that is secured to a concealed wall plate. For general purpose use throughout the facility to hang various items of apparel.
E0078 | Workstation, L-Shaped w/Peninsula, Free Std, 78x72 | 1 | VV | This section will provide a whole work station typical to quickly plan work areas in clinical or administrative spaces. There will be a price decrease if typical work stations are used with vertical hanging strips instead of panels. THIS TYPICAL INCLUDES: 4 standard solid panels; 2 panel connectors, 2-way corner; 1 panel-to-panel connector; 2 finished end hardware; 1 cantilevered work surface; 1 peninsula work surface; 2 lockable flipper units; 2 shelf, storage/display; 2 lights; 1 tack board, 48"W; 1 tool rail, 30"W; 1 paper tray; 1 diagonal tray; 1 adjustable keyboard tray; 1 mobile pedestal, box/file.
F0110 | Bookcase, 3 Shelf | 1 | VV | Freestanding open metal shelf book case, approximately 60" high X 36" wide X 18" deep with three (3) adjustable shelves and four (4) non-marking floor glides.
F0205 | Chair, Side With Arms | 2 | VV | Upholstered side chair, 32" high X 21" wide X 23" deep with arms, padded seats and padded backs. Seat height is a minimum of 17". Available with or without sled base.
F0275 | Chair, Swivel, High Back | 1 | VV | Highback contemporary swivel chair, 41" high X 23" wide X 23" deep with five (5) caster swivel base and arms. Chair may be used at desks or in conference rooms. Back and seat are foam padded and upholstered with either woven textile fabric or vinyl.
F0420 | Cabinet, Filing, Lateral, Half Height | 1 | VV | Half height two (2) or three (3) drawer lateral filing cabinet, 28" high X 42" wide X 18" deep with recessed handles, locking device and drawer label holders. Drawers are adaptable to either letter or legal size materials.
F2000 | Basket, Wastepaper, Fire Resistant | 1 | VV | Wastepaper basket, fire resistant, approximately 40 quart capacity. This unit is used to collect and temporarily store small quantities of paper refuse in patient rooms, administrative areas and nursing stations. Size and shape varies depending on the application and manufacturer selected.
F3200 | Clock, Battery, 12" Diameter | 1 | VV | Clock, 12" diameter. Round surface, easy to read numbers with sweep second hand. Wall mounted unit for use when impractical to install a fully synchronized clock system. Battery operated, (batteries not included).
M1801 | Computer, Microprocessing, w/Flat Panel Monitor | 1 | VV | Desk top microprocessing computer. The unit shall consist of a central processing mini tower, flat panel monitor, keyboard, mouse and speakers. The system shall have the following minimum characteristics: a 2.8 GHz Pentium processor; 512 MB memory; 80GB hard drive; 32/48x CD-ROMDVD combo; 1.44MB network interface card; video 32 MB NVIDIA; a 18 inch flat panel monitor. The computer is used throughout the facility to input, manipulate and retrieve information.
2 - SS204 - SCI LTC Nurse Supervisor Office, Stff Sprt | 2 - SS204 - SCI LTC Nurse Supervisor Office, Stff Sprt | 2 - SS204 - SCI LTC Nurse Supervisor Office, Stff Sprt | 2 - SS204 - SCI LTC Nurse Supervisor Office, Stff Sprt | 2 - SS204 - SCI LTC Nurse Supervisor Office, Stff Sprt
JSN | NAME | QTY | ACQ/INS | DESCRIPTION
A1010 | Telecommunication Outlet | 2 | VV | Telecommunication outlet location.
A1015 | Telephone, Desk, Multiple Line | 1 | VV | Telephone, desk, multiple line.
A5145 | Hook, Garment, Double, SS, Surface Mounted | 1 | CC | A surface mounted, satin finish stainless steel, double garment hook. Equipped with a concealed mounting bracket that is secured to a concealed wall plate. For general purpose use throughout the facility to hang various items of apparel.
E0078 | Workstation, L-Shaped w/Peninsula, Free Std, 78x72 | 1 | VV | This section will provide a whole work station typical to quickly plan work areas in clinical or administrative spaces. There will be a price decrease if typical work stations are used with vertical hanging strips instead of panels. THIS TYPICAL INCLUDES: 4 standard solid panels; 2 panel connectors, 2-way corner; 1 panel-to-panel connector; 2 finished end hardware; 1 cantilevered work surface; 1 peninsula work surface; 2 lockable flipper units; 2 shelf, storage/display; 2 lights; 1 tack board, 48"W; 1 tool rail, 30"W; 1 paper tray; 1 diagonal tray; 1 adjustable keyboard tray; 1 mobile pedestal, box/file.
F0110 | Bookcase, 3 Shelf | 1 | VV | Freestanding open metal shelf book case, approximately 60" high X 36" wide X 18" deep with three (3) adjustable shelves and four (4) non-marking floor glides.
F0205 | Chair, Side With Arms | 2 | VV | Upholstered side chair, 32" high X 21" wide X 23" deep with arms, padded seats and padded backs. Seat height is a minimum of 17". Available with or without sled base.
F0275 | Chair, Swivel, High Back | 1 | VV | Highback contemporary swivel chair, 41" high X 23" wide X 23" deep with five (5) caster swivel base and arms. Chair may be used at desks or in conference rooms. Back and seat are foam padded and upholstered with either woven textile fabric or vinyl.
F0420 | Cabinet, Filing, Lateral, Half Height | 1 | VV | Half height two (2) or three (3) drawer lateral filing cabinet, 28" high X 42" wide X 18" deep with recessed handles, locking device and drawer label holders. Drawers are adaptable to either letter or legal size materials.
F2000 | Basket, Wastepaper, Fire Resistant | 1 | VV | Wastepaper basket, fire resistant, approximately 40 quart capacity. This unit is used to collect and temporarily store small quantities of paper refuse in patient rooms, administrative areas and nursing stations. Size and shape varies depending on the application and manufacturer selected.
F3200 | Clock, Battery, 12" Diameter | 1 | VV | Clock, 12" diameter. Round surface, easy to read numbers with sweep second hand. Wall mounted unit for use when impractical to install a fully synchronized clock system. Battery operated, (batteries not included).
M1801 | Computer, Microprocessing, w/Flat Panel Monitor | 1 | VV | Desk top microprocessing computer. The unit shall consist of a central processing mini tower, flat panel monitor, keyboard, mouse and speakers. The system shall have the following minimum characteristics: a 2.8 GHz Pentium processor; 512 MB memory; 80GB hard drive; 32/48x CD-ROMDVD combo; 1.44MB network interface card; video 32 MB NVIDIA; a 18 inch flat panel monitor. The computer is used throughout the facility to input, manipulate and retrieve information.
3 - SS203 - SCI LTC Psychologist Office, Stff Sprt | 3 - SS203 - SCI LTC Psychologist Office, Stff Sprt | 3 - SS203 - SCI LTC Psychologist Office, Stff Sprt | 3 - SS203 - SCI LTC Psychologist Office, Stff Sprt | 3 - SS203 - SCI LTC Psychologist Office, Stff Sprt
JSN | NAME | QTY | ACQ/INS | DESCRIPTION
A1010 | Telecommunication Outlet | 2 | VV | Telecommunication outlet location.
A1015 | Telephone, Desk, Multiple Line | 1 | VV | Telephone, desk, multiple line.
A5145 | Hook, Garment, Double, SS, Surface Mounted | 2 | CC | A surface mounted, satin finish stainless steel, double garment hook. Equipped with a concealed mounting bracket that is secured to a concealed wall plate. For general purpose use throughout the facility to hang various items of apparel.
E0078 | Workstation, L-Shaped w/Peninsula, Free Std, 78x72 | 1 | VV | This section will provide a whole work station typical to quickly plan work areas in clinical or administrative spaces. There will be a price decrease if typical work stations are used with vertical hanging strips instead of panels. THIS TYPICAL INCLUDES: 4 standard solid panels; 2 panel connectors, 2-way corner; 1 panel-to-panel connector; 2 finished end hardware; 1 cantilevered work surface; 1 peninsula work surface; 2 lockable flipper units; 2 shelf, storage/display; 2 lights; 1 tack board, 48"W; 1 tool rail, 30"W; 1 paper tray; 1 diagonal tray; 1 adjustable keyboard tray; 1 mobile pedestal, box/file.
F0110 | Bookcase, 3 Shelf | 1 | VV | Freestanding open metal shelf book case, approximately 60" high X 36" wide X 18" deep with three (3) adjustable shelves and four (4) non-marking floor glides.
F0205 | Chair, Side With Arms | 2 | VV | Upholstered side chair, 32" high X 21" wide X 23" deep with arms, padded seats and padded backs. Seat height is a minimum of 17". Available with or without sled base.
F0275 | Chair, Swivel, High Back | 1 | VV | Highback contemporary swivel chair, 41" high X 23" wide X 23" deep with five (5) caster swivel base and arms. Chair may be used at desks or in conference rooms. Back and seat are foam padded and upholstered with either woven textile fabric or vinyl.
F0420 | Cabinet, Filing, Lateral, Half Height | 1 | VV | Half height two (2) or three (3) drawer lateral filing cabinet, 28" high X 42" wide X 18" deep with recessed handles, locking device and drawer label holders. Drawers are adaptable to either letter or legal size materials.
F2000 | Basket, Wastepaper, Fire Resistant | 1 | VV | Wastepaper basket, fire resistant, approximately 40 quart capacity. This unit is used to collect and temporarily store small quantities of paper refuse in patient rooms, administrative areas and nursing stations. Size and shape varies depending on the application and manufacturer selected.
F3200 | Clock, Battery, 12" Diameter | 1 | VV | Clock, 12" diameter. Round surface, easy to read numbers with sweep second hand. Wall mounted unit for use when impractical to install a fully synchronized clock system. Battery operated, (batteries not included).
M1801 | Computer, Microprocessing, w/Flat Panel Monitor | 1 | VV | Desk top microprocessing computer. The unit shall consist of a central processing mini tower, flat panel monitor, keyboard, mouse and speakers. The system shall have the following minimum characteristics: a 2.8 GHz Pentium processor; 512 MB memory; 80GB hard drive; 32/48x CD-ROMDVD combo; 1.44MB network interface card; video 32 MB NVIDIA; a 18 inch flat panel monitor. The computer is used throughout the facility to input, manipulate and retrieve information.
4 - SS203 - SCI LTC Social Worker Office, Stff Sprt | 4 - SS203 - SCI LTC Social Worker Office, Stff Sprt | 4 - SS203 - SCI LTC Social Worker Office, Stff Sprt | 4 - SS203 - SCI LTC Social Worker Office, Stff Sprt | 4 - SS203 - SCI LTC Social Worker Office, Stff Sprt
JSN | NAME | QTY | ACQ/INS | DESCRIPTION
A1010 | Telecommunication Outlet | 2 | VV | Telecommunication outlet location.
A1015 | Telephone, Desk, Multiple Line | 1 | VV | Telephone, desk, multiple line.
A5145 | Hook, Garment, Double, SS, Surface Mounted | 2 | CC | A surface mounted, satin finish stainless steel, double garment hook. Equipped with a concealed mounting bracket that is secured to a concealed wall plate. For general purpose use throughout the facility to hang various items of apparel.
E0078 | Workstation, L-Shaped w/Peninsula, Free Std, 78x72 | 1 | VV | This section will provide a whole work station typical to quickly plan work areas in clinical or administrative spaces. There will be a price decrease if typical work stations are used with vertical hanging strips instead of panels. THIS TYPICAL INCLUDES: 4 standard solid panels; 2 panel connectors, 2-way corner; 1 panel-to-panel connector; 2 finished end hardware; 1 cantilevered work surface; 1 peninsula work surface; 2 lockable flipper units; 2 shelf, storage/display; 2 lights; 1 tack board, 48"W; 1 tool rail, 30"W; 1 paper tray; 1 diagonal tray; 1 adjustable keyboard tray; 1 mobile pedestal, box/file.
F0110 | Bookcase, 3 Shelf | 1 | VV | Freestanding open metal shelf book case, approximately 60" high X 36" wide X 18" deep with three (3) adjustable shelves and four (4) non-marking floor glides.
F0205 | Chair, Side With Arms | 2 | VV | Upholstered side chair, 32" high X 21" wide X 23" deep with arms, padded seats and padded backs. Seat height is a minimum of 17". Available with or without sled base.
F0275 | Chair, Swivel, High Back | 1 | VV | Highback contemporary swivel chair, 41" high X 23" wide X 23" deep with five (5) caster swivel base and arms. Chair may be used at desks or in conference rooms. Back and seat are foam padded and upholstered with either woven textile fabric or vinyl.
F0420 | Cabinet, Filing, Lateral, Half Height | 1 | VV | Half height two (2) or three (3) drawer lateral filing cabinet, 28" high X 42" wide X 18" deep with recessed handles, locking device and drawer label holders. Drawers are adaptable to either letter or legal size materials.
F2000 | Basket, Wastepaper, Fire Resistant | 1 | VV | Wastepaper basket, fire resistant, approximately 40 quart capacity. This unit is used to collect and temporarily store small quantities of paper refuse in patient rooms, administrative areas and nursing stations. Size and shape varies depending on the application and manufacturer selected.
F3200 | Clock, Battery, 12" Diameter | 1 | VV | Clock, 12" diameter. Round surface, easy to read numbers with sweep second hand. Wall mounted unit for use when impractical to install a fully synchronized clock system. Battery operated, (batteries not included).
M1801 | Computer, Microprocessing, w/Flat Panel Monitor | 1 | VV | Desk top microprocessing computer. The unit shall consist of a central processing mini tower, flat panel monitor, keyboard, mouse and speakers. The system shall have the following minimum characteristics: a 2.8 GHz Pentium processor; 512 MB memory; 80GB hard drive; 32/48x CD-ROMDVD combo; 1.44MB network interface card; video 32 MB NVIDIA; a 18 inch flat panel monitor. The computer is used throughout the facility to input, manipulate and retrieve information.
5 - SS218 - SCI LTC Provider Workstation, Stff Sprt | 5 - SS218 - SCI LTC Provider Workstation, Stff Sprt | 5 - SS218 - SCI LTC Provider Workstation, Stff Sprt | 5 - SS218 - SCI LTC Provider Workstation, Stff Sprt | 5 - SS218 - SCI LTC Provider Workstation, Stff Sprt
JSN | NAME | QTY | ACQ/INS | DESCRIPTION
A1010 | Telecommunication Outlet | 2 | VV | Telecommunication outlet location.
A1015 | Telephone, Desk, Multiple Line | 1 | VV | Telephone, desk, multiple line.
E0123 | Workstation, Straight, Free Standing, 72" W | 1 | VV | This JSN will provide a whole work station typical to quickly plan work in areas in clinical or administrative spaces. There will be a price decrease if typical work stations are used with vertical hanging strips instead of panels. THIS TYPICAL INCLUDES: 4 Standard Solid Panels 2 Panel Connectors, 2-Way Corner 1 Panel-to-Panel Connector 2 Finished End Hardware 1 Cantilevered, Work Surface 2 Lockable Flipper Units 2 Shelf, Storage/Displays 2 Lights 1 Tack board 1 Tool Rail 1 Paper Tray 1 Diagonal Tray 1 Adjustable Keyboard Tray 1 Mobile Pedestal, Box/File
F0275 | Chair, Swivel, High Back | 1 | VV | Highback contemporary swivel chair, 41" high X 23" wide X 23" deep with five (5) caster swivel base and arms. Chair may be used at desks or in conference rooms. Back and seat are foam padded and upholstered with either woven textile fabric or vinyl.
F0420 | Cabinet, Filing, Lateral, Half Height | 1 | VV | Half height two (2) or three (3) drawer lateral filing cabinet, 28" high X 42" wide X 18" deep with recessed handles, locking device and drawer label holders. Drawers are adaptable to either letter or legal size materials.
F2000 | Basket, Wastepaper, Fire Resistant | 1 | VV | Wastepaper basket, fire resistant, approximately 40 quart capacity. This unit is used to collect and temporarily store small quantities of paper refuse in patient rooms, administrative areas and nursing stations. Size and shape varies depending on the application and manufacturer selected.
M1801 | Computer, Microprocessing, w/Flat Panel Monitor | 1 | VV | Desk top microprocessing computer. The unit shall consist of a central processing mini tower, flat panel monitor, keyboard, mouse and speakers. The system shall have the following minimum characteristics: a 2.8 GHz Pentium processor; 512 MB memory; 80GB hard drive; 32/48x CD-ROMDVD combo; 1.44MB network interface card; video 32 MB NVIDIA; a 18 inch flat panel monitor. The computer is used throughout the facility to input, manipulate and retrieve information.
6 - SS218 - SCI LTC Dietician Workstation, Stff Sprt | 6 - SS218 - SCI LTC Dietician Workstation, Stff Sprt | 6 - SS218 - SCI LTC Dietician Workstation, Stff Sprt | 6 - SS218 - SCI LTC Dietician Workstation, Stff Sprt | 6 - SS218 - SCI LTC Dietician Workstation, Stff Sprt
JSN | NAME | QTY | ACQ/INS | DESCRIPTION
A1010 | Telecommunication Outlet | 2 | VV | Telecommunication outlet location.
A1015 | Telephone, Desk, Multiple Line | 1 | VV | Telephone, desk, multiple line.
E0123 | Workstation, Straight, Free Standing, 72" W | 1 | VV | This JSN will provide a whole work station typical to quickly plan work in areas in clinical or administrative spaces. There will be a price decrease if typical work stations are used with vertical hanging strips instead of panels. THIS TYPICAL INCLUDES: 4 Standard Solid Panels 2 Panel Connectors, 2-Way Corner 1 Panel-to-Panel Connector 2 Finished End Hardware 1 Cantilevered, Work Surface 2 Lockable Flipper Units 2 Shelf, Storage/Displays 2 Lights 1 Tack board 1 Tool Rail 1 Paper Tray 1 Diagonal Tray 1 Adjustable Keyboard Tray 1 Mobile Pedestal, Box/File
F0275 | Chair, Swivel, High Back | 1 | VV | Highback contemporary swivel chair, 41" high X 23" wide X 23" deep with five (5) caster swivel base and arms. Chair may be used at desks or in conference rooms. Back and seat are foam padded and upholstered with either woven textile fabric or vinyl.
F0420 | Cabinet, Filing, Lateral, Half Height | 1 | VV | Half height two (2) or three (3) drawer lateral filing cabinet, 28" high X 42" wide X 18" deep with recessed handles, locking device and drawer label holders. Drawers are adaptable to either letter or legal size materials.
F2000 | Basket, Wastepaper, Fire Resistant | 1 | VV | Wastepaper basket, fire resistant, approximately 40 quart capacity. This unit is used to collect and temporarily store small quantities of paper refuse in patient rooms, administrative areas and nursing stations. Size and shape varies depending on the application and manufacturer selected.
M1801 | Computer, Microprocessing, w/Flat Panel Monitor | 1 | VV | Desk top microprocessing computer. The unit shall consist of a central processing mini tower, flat panel monitor, keyboard, mouse and speakers. The system shall have the following minimum characteristics: a 2.8 GHz Pentium processor; 512 MB memory; 80GB hard drive; 32/48x CD-ROMDVD combo; 1.44MB network interface card; video 32 MB NVIDIA; a 18 inch flat panel monitor. The computer is used throughout the facility to input, manipulate and retrieve information.
7 - SS218 - SCI LTC Wellness Coordinator Workstation, Stff Sprt | 7 - SS218 - SCI LTC Wellness Coordinator Workstation, Stff Sprt | 7 - SS218 - SCI LTC Wellness Coordinator Workstation, Stff Sprt | 7 - SS218 - SCI LTC Wellness Coordinator Workstation, Stff Sprt | 7 - SS218 - SCI LTC Wellness Coordinator Workstation, Stff Sprt
JSN | NAME | QTY | ACQ/INS | DESCRIPTION
A1010 | Telecommunication Outlet | 2 | VV | Telecommunication outlet location.
A1015 | Telephone, Desk, Multiple Line | 1 | VV | Telephone, desk, multiple line.
E0123 | Workstation, Straight, Free Standing, 72" W | 1 | VV | This JSN will provide a whole work station typical to quickly plan work in areas in clinical or administrative spaces. There will be a price decrease if typical work stations are used with vertical hanging strips instead of panels. THIS TYPICAL INCLUDES: 4 Standard Solid Panels 2 Panel Connectors, 2-Way Corner 1 Panel-to-Panel Connector 2 Finished End Hardware 1 Cantilevered, Work Surface 2 Lockable Flipper Units 2 Shelf, Storage/Displays 2 Lights 1 Tack board 1 Tool Rail 1 Paper Tray 1 Diagonal Tray 1 Adjustable Keyboard Tray 1 Mobile Pedestal, Box/File
F0275 | Chair, Swivel, High Back | 1 | VV | Highback contemporary swivel chair, 41" high X 23" wide X 23" deep with five (5) caster swivel base and arms. Chair may be used at desks or in conference rooms. Back and seat are foam padded and upholstered with either woven textile fabric or vinyl.
F0420 | Cabinet, Filing, Lateral, Half Height | 1 | VV | Half height two (2) or three (3) drawer lateral filing cabinet, 28" high X 42" wide X 18" deep with recessed handles, locking device and drawer label holders. Drawers are adaptable to either letter or legal size materials.
F2000 | Basket, Wastepaper, Fire Resistant | 1 | VV | Wastepaper basket, fire resistant, approximately 40 quart capacity. This unit is used to collect and temporarily store small quantities of paper refuse in patient rooms, administrative areas and nursing stations. Size and shape varies depending on the application and manufacturer selected.
M1801 | Computer, Microprocessing, w/Flat Panel Monitor | 1 | VV | Desk top microprocessing computer. The unit shall consist of a central processing mini tower, flat panel monitor, keyboard, mouse and speakers. The system shall have the following minimum characteristics: a 2.8 GHz Pentium processor; 512 MB memory; 80GB hard drive; 32/48x CD-ROMDVD combo; 1.44MB network interface card; video 32 MB NVIDIA; a 18 inch flat panel monitor. The computer is used throughout the facility to input, manipulate and retrieve information.
8 - SS216 - SCI LTC Therapy Student Workstation, Stff Sprt | 8 - SS216 - SCI LTC Therapy Student Workstation, Stff Sprt | 8 - SS216 - SCI LTC Therapy Student Workstation, Stff Sprt | 8 - SS216 - SCI LTC Therapy Student Workstation, Stff Sprt | 8 - SS216 - SCI LTC Therapy Student Workstation, Stff Sprt
JSN | NAME | QTY | ACQ/INS | DESCRIPTION
F0275 | Chair, Swivel, High Back | 1 | VV | Highback contemporary swivel chair, 41" high X 23" wide X 23" deep with five (5) caster swivel base and arms. Chair may be used at desks or in conference rooms. Back and seat are foam padded and upholstered with either woven textile fabric or vinyl.
F0715 | Carrel, Study Table | 1 | VV | Study carrel with table. Equipped with shelf for one (1) 12" monitor and book shelf, wire access grommets, built-in cable chase for wire management and adjustable floor glides. A convenience outlet is required at point of use to service computer equipment if used. Work surface is 29" high.
M1801 | Computer, Microprocessing, w/Flat Panel Monitor | 1 | VV | Desk top microprocessing computer. The unit shall consist of a central processing mini tower, flat panel monitor, keyboard, mouse and speakers. The system shall have the following minimum characteristics: a 2.8 GHz Pentium processor; 512 MB memory; 80GB hard drive; 32/48x CD-ROMDVD combo; 1.44MB network interface card; video 32 MB NVIDIA; a 18 inch flat panel monitor. The computer is used throughout the facility to input, manipulate and retrieve information.
9 - SC243 - SCI LTC Team Room, Clncl Sprt | 9 - SC243 - SCI LTC Team Room, Clncl Sprt | 9 - SC243 - SCI LTC Team Room, Clncl Sprt | 9 - SC243 - SCI LTC Team Room, Clncl Sprt | 9 - SC243 - SCI LTC Team Room, Clncl Sprt
JSN | NAME | QTY | ACQ/INS | DESCRIPTION
A1010 | Telecommunication Outlet | 3 | VV | Telecommunication outlet location.
A1012 | Telephone, Wall Mounted, 1 Line | 1 | VV | Telephone, wall mounted, 1 line.
A5077 | Dispenser, Hand Sanitizer, Hands-Free | 1 | VV | A touch free wall-mounted hand sanitizer dispenser. For use throughout a healthcare facility. Unit does not include the sanitizing liquid. Units are battery operated.
A5145 | Hook, Garment, Double, SS, Surface Mounted | 1 | CC | A surface mounted, satin finish stainless steel, double garment hook. Equipped with a concealed mounting bracket that is secured to a concealed wall plate. For general purpose use throughout the facility to hang various items of apparel.
F0115 | Bookcase, Open, 5 Shelf | 1 | VV | Freestanding open shelf bookcase, approximately 82" high X 37" wide X 18" deep with 5 (five) adjustable shelves. Unit can be separate or part of a system with available add-on shelving.
F0220 | Chair, Conference | 4 | VV | Conference chair designed to complement the executive furniture package selected. Foam rubber cushioned seats and backs covered with either woven fabric or vinyl. Base with 5 (five) swivel casters.
F0405 | Cabinet, Filing, Full Height, 4-5 Drawer | 1 | VV | Four (4) or five (5) drawer letter size, vertical filing cabinet, 53" high X 15" wide X 29" deep with locking device. Each drawer has label holder, handle and roller cradle.
F0750 | Table, Office, (size as required) | 4 | VV | Office table, sized as required. May be used as either a four (4) to six (6) person conference table or as an extra work surface area.
F2000 | Basket, Wastepaper, Fire Resistant | 1 | VV | Wastepaper basket, fire resistant, approximately 40 quart capacity. This unit is used to collect and temporarily store small quantities of paper refuse in patient rooms, administrative areas and nursing stations. Size and shape varies depending on the application and manufacturer selected.
F3055 | Whiteboard, With Sliding Panels. | 1 | VV | Standard installations consist of sliding panels and a fixed back panel with the choice of chalkboard, markerboard, bulletin board, or a combination of these choices.
F3200 | Clock, Battery, 12" Diameter | 1 | VV | Clock, 12" diameter. Round surface, easy to read numbers with sweep second hand. Wall mounted unit for use when impractical to install a fully synchronized clock system. Battery operated, (batteries not included).
10 - SS272 - SCI LTC Copy / Supply Room, Stff Sprt | 10 - SS272 - SCI LTC Copy / Supply Room, Stff Sprt | 10 - SS272 - SCI LTC Copy / Supply Room, Stff Sprt | 10 - SS272 - SCI LTC Copy / Supply Room, Stff Sprt | 10 - SS272 - SCI LTC Copy / Supply Room, Stff Sprt
JSN | NAME | QTY | ACQ/INS | DESCRIPTION
A1010 | Telecommunication Outlet | 2 | VV | Telecommunication outlet location.
A1012 | Telephone, Wall Mounted, 1 Line | 1 | VV | Telephone, wall mounted, 1 line.
F0465 | Cabinet, Storage, 2 Door, 5 Shelf | 1 | VV | Storage cabinet, 78" high X 48" wide X 24" deep with two (2) doors and five (5) adjustable shelves.
F0775 | Table, Work, 2 Drawer | 1 | VV | Work table approximately 32" high X 72" wide X 30" deep with two drawers and a hard wood top.
F2000 | Basket, Wastepaper, Fire Resistant | 1 | VV | Wastepaper basket, fire resistant, approximately 40 quart capacity. This unit is used to collect and temporarily store small quantities of paper refuse in patient rooms, administrative areas and nursing stations. Size and shape varies depending on the application and manufacturer selected.
F2550 | Shredder, Paper Heavy Duty | 1 | VV | Shredder shall be able to process a minimum of 25 sheets of paper per pass at a minimum rate of 20 feet per minute. The unit shall have a 16 inch throat to accept paper. Paper shall be shredded into 1/4 inch strips.
M1810 | Copier, Floor Standing, Digital | 1 | VV | Floor standing copier. Unit features automatic paper size selection, automatic document feeder and sorter. The system also has zoom capabilities and automatic two-sided copying. For use where medium volume reproduction is required in the range of 30 to 40 copies per minute.
M1835 | Printer, Color Laser, Large | 1 | VV | Color laser printer designed for high volume use and network capable. The printer shall be capable of printing a minimum of 25 pages per minute (ppm) of black print and 20 ppm color print. Resolution shall be no less than 600 X 600 dpi. It shall be capable of printing on multiple media types (plain, inkjet, photo paper and transparencies) and be capable of accepting media sizes of 3 X 5 to 8.5 X 14 inches. The printer is used in multi-user network offices.
11 - SS262 - SCI LTC Home Staff Breakroom, Stff Sprt | 11 - SS262 - SCI LTC Home Staff Breakroom, Stff Sprt | 11 - SS262 - SCI LTC Home Staff Breakroom, Stff Sprt | 11 - SS262 - SCI LTC Home Staff Breakroom, Stff Sprt | 11 - SS262 - SCI LTC Home Staff Breakroom, Stff Sprt
JSN | NAME | QTY | ACQ/INS | DESCRIPTION
A1010 | Telecommunication Outlet | 1 | VV | Telecommunication outlet location.
A1012 | Telephone, Wall Mounted, 1 Line | 1 | VV | Telephone, wall mounted, 1 line.
A1080 | Mirror, Posture, Wall Mounted | 1 | CC | Wall mounted posture mirror. Consists of a 1/4" plate glass in a sturdy corrosion resistant frame with water proof back. For educational and therapy programs.
A5075 | Dispenser, Soap, Disposable | 1 | VV | Disposable soap dispenser. One-handed dispensing operation. Designed to accommodate disposable soap cartridge and valve.
A5080 | Dispenser, Paper Towel, SS, Surface Mounted | 1 | CC | A surface mounted, satin finish stainless steel, single-fold, paper towel dispenser. Dispenser features: tumbler lock; front hinged at bottom; and refill indicator slot. Minimum capacity 400 single-fold paper towels. For general purpose use throughout the facility.
A5145 | Hook, Garment, Double, SS, Surface Mounted | 1 | CC | A surface mounted, satin finish stainless steel, double garment hook. Equipped with a concealed mounting bracket that is secured to a concealed wall plate. For general purpose use throughout the facility to hang various items of apparel.
A5210 | Bracket, Television, Wall Mounted, w/Adjust Arm | 1 | VV | Wall mounted television bracket with adjustable arm. Consists of movable arm with minimum 120 degree swivel. Designed for holding wall mounted, flat panel television units in patient rooms.
A5220 | Bracket, Television, Wall Backing | 1 | CC | Wall mounted television bracket backing which provides additional support and strength for the installation of the television bracket. Option available for interior or exterior plate and sized for 12” 16” or 24” stud spacing.
C02C0 | Cabinet, U/C/B, 1 Shelf, 1 Drawer, 1 DO, 36x24x22 | 1 | CC | Standing height under counter base cabinet with an adjustable shelf and a full width drawer above a solid right or left-hinged door (appropriate door hinge configuration to be indicated on equipment elevation drawings). Also referred to as a combination cabinet or a drawer and cupboard cabinet. For general purpose use throughout the facility.
C02D0 | Cabinet, U/C/B, 4 Drawer, 36x24x22 | 1 | CC | Standing height under counter base cabinet with four full width drawers of equal height. Also referred to as a drawer cabinet. For general purpose use throughout the facility.
C04P0 | Cabinet, Sink, U/C/B, 2 Door, 36x36x22 | 1 | CC | Standing height under counter base sink cabinet with solid hinged doors. Also referred to as a double-door sink cabinet. For general purpose use throughout the facility where a sink is to be used. Coordinate actual clear cabinet dimension with the actual outside dimension of sink that is specified to ensure that they are compatible.
CB020 | Cabinet, W/H, 2 Shelf, 1 DO, Sloping Top, 38x24x13 | 2 | CC | Wall hung cabinet with two adjustable shelves, solid right or left-hinged door (appropriate door hinge configuration to be indicated on equipment elevation drawings), and sloping top. Also referred to as a solid hinged single door case. For general purpose use throughout the facility.
CS010 | Sink, SS, Single Compartment, 7.5x12x12 ID | 1 | CC | Single compartment stainless steel sink, drop-in, self-rimming, ledge-type, connected with a drain and provided with a mixing faucet. It shall also be provided with pre-punched fixture holes on 4" center, integral back ledge to accommodate deck-mounted fixtures, brushed/polished interior and top surfaces, and sound deadened. Recommended for use in suspended or U/C/B sink cabinets having a high plastic laminate or Chemsurf laminate countertop/work surface. For general purpose use throughout the facility.
CT020 | Countertop, Solid Surface | 7 | CC | A solid, nonporous countertop with a smooth seamless appearance. Easy to clean and maintain and with proper cleaning does not support the growth of mold. An acrylic-based solid surface product. Standard thickness of 1", and a 4" butt backsplash/curb. Also referred to as a work surface or work top. Available in a choice of colors and depths. Used in lab and other hospital areas requiring optimum physical and chemical resisting properties.
F0225 | Chair, Dining Room | 4 | VV | Dining room chair with glides. Chair has straight legs with cushioned cloth or vinyl seat.
F0795 | Table, Dining | 1 | VV | Dining table. Round 42" diameter or square 42" X 42". Used in dining facilities and can comfortably seat up to four (4) persons.
F2015 | Basket, Wastepaper, Metal/Plastic,2 Swinging Doors | 1 | VV | Metal receptacle for soiled / used towels or waste. Equipped with a removable tapered top with two independently operating self-closing, spring hinged doors. Used in public facilities for the collection and temporary storage of refuse.
F3065 | Whiteboard/Bulletin Board, Combination | 1 | VV | A combination whiteboard and bulletin board, half LCS and half cork. Available with either aluminum or wood frame. It can be used in patient rooms or in any appropriate space in the facility.
F3200 | Clock, Battery, 12" Diameter | 1 | VV | Clock, 12" diameter. Round surface, easy to read numbers with sweep second hand. Wall mounted unit for use when impractical to install a fully synchronized clock system. Battery operated, (batteries not included).
K1552 | Brewer, Coffee, Auto, Elect, 3 Burner, Front/Back | 1 | VV | Space saving front to back automatic coffee maker. This unit includes a heating tank, connection for a cold water supply, decanter service with three burners, funnel and a water flow controller. The unit is used for semi-automatic coffee brewing in cafeterias and commercial institutions. The unit automatically shuts off the water flow when enough has passed through to fill the pot. The unit is normally provided plumbed with a hot water faucet to the side for making other hot drinks (tea, cider, cocoa, etc.). The database height dimension does not include the clearance for coffee decanters warming on the upper burners.
K4665 | Oven, Microwave, Consumer | 1 | VV | Counter mounted microwave oven for average duty use. The exterior cabinet can be metal or heavy duty impact resistant plastic. The oven delivers instant energy for rapid heating, defrosting or prime cooking. The oven has touch pad controls, digital timer, power level selector and preprogrammed selectors for commonly cooked items. This oven is commonly found in staff lounges.
M0515 | Television, HD, 40" Class | 1 | VV | High definition (HDTV) multimedia flat panel LED 40" class display television. The TV will have a 16:9 wide screen aspect ratio, minimum of 1920 x 1080 display resolution, digital tuner, minimum refresh rate of 60Hz, minimum of two HDMI ports and 1 USB port ENERGY STAR certified.
R7250 | Refrigerator/Freezer, 20 Cubic Feet | 1 | VV | Refrigerator/freezer unit. This type unit includes a food saver system that helps keep food fresher. It also includes roll out wheels and is equipped for an optional automatic icemaker. This unit is of commercial or residential design and use.
12 - SS101 - SCI LTC Staff Conference Room, Educ Svc | 12 - SS101 - SCI LTC Staff Conference Room, Educ Svc | 12 - SS101 - SCI LTC Staff Conference Room, Educ Svc | 12 - SS101 - SCI LTC Staff Conference Room, Educ Svc | 12 - SS101 - SCI LTC Staff Conference Room, Educ Svc
JSN | NAME | QTY | ACQ/INS | DESCRIPTION
A1010 | Telecommunication Outlet | 1 | VV | Telecommunication outlet location.
A5212 | Bracket, Television, Wall-Mounted, Tilt/Angle | 1 | VV | A wall mounted, tilt/angled TV bracket for 37" to 80" TVs. Mount will be a universal and VESA compliant unit with a load capacity of up to 130 lbs.
A5220 | Bracket, Television, Wall Backing | 1 | CC | Wall mounted television bracket backing which provides additional support and strength for the installation of the television bracket. Option available for interior or exterior plate and sized for 12” 16” or 24” stud spacing.
A6046 | Artwork, Decorative, With Frame | 1 | VV | This JSN is to be used for determining and defining location of decorative artwork.
F0220 | Chair, Conference | 10 | VV | Conference chair designed to complement the executive furniture package selected. Foam rubber cushioned seats and backs covered with either woven fabric or vinyl. Base with 5 (five) swivel casters.
F0765 | Table, Folding / Nesting | 2 | VV | Folding table intended for a variety of uses. Designed with a flip top that allows tables to store nested to minimize needed storage space. Available in multiple laminate finish colors/patterns, bases, surface shapes (description and pricing based on a rectangle shape) and edge finish, . Available with leveling glides or casters (2 locking, 2 non-locking).
F2000 | Basket, Wastepaper, Fire Resistant | 1 | VV | Wastepaper basket, fire resistant, approximately 40 quart capacity. This unit is used to collect and temporarily store small quantities of paper refuse in patient rooms, administrative areas and nursing stations. Size and shape varies depending on the application and manufacturer selected.
F3200 | Clock, Battery, 12" Diameter | 1 | VV | Clock, 12" diameter. Round surface, easy to read numbers with sweep second hand. Wall mounted unit for use when impractical to install a fully synchronized clock system. Battery operated, (batteries not included).
M0512 | Television, HDTV, Large Screen, 60" | 1 | VV | A high definition (HDTV) multimedia, slim design, 60"W to 65"W color television. The TV will have a 16.9 wide screen aspect ratio with full HD 1080p resolution and HDMI connections. TV may be LED, Plasma or LCD. TV will include a stand.
13 - SS262 - SCI LTC Staff Breakroom, Stff Sprt | 13 - SS262 - SCI LTC Staff Breakroom, Stff Sprt | 13 - SS262 - SCI LTC Staff Breakroom, Stff Sprt | 13 - SS262 - SCI LTC Staff Breakroom, Stff Sprt | 13 - SS262 - SCI LTC Staff Breakroom, Stff Sprt
JSN | NAME | QTY | ACQ/INS | DESCRIPTION
A1010 | Telecommunication Outlet | 1 | VV | Telecommunication outlet location.
A1012 | Telephone, Wall Mounted, 1 Line | 1 | VV | Telephone, wall mounted, 1 line.
A1080 | Mirror, Posture, Wall Mounted | 1 | CC | Wall mounted posture mirror. Consists of a 1/4" plate glass in a sturdy corrosion resistant frame with water proof back. For educational and therapy programs.
A5075 | Dispenser, Soap, Disposable | 1 | VV | Disposable soap dispenser. One-handed dispensing operation. Designed to accommodate disposable soap cartridge and valve.
A5080 | Dispenser, Paper Towel, SS, Surface Mounted | 1 | CC | A surface mounted, satin finish stainless steel, single-fold, paper towel dispenser. Dispenser features: tumbler lock; front hinged at bottom; and refill indicator slot. Minimum capacity 400 single-fold paper towels. For general purpose use throughout the facility.
A5145 | Hook, Garment, Double, SS, Surface Mounted | 1 | CC | A surface mounted, satin finish stainless steel, double garment hook. Equipped with a concealed mounting bracket that is secured to a concealed wall plate. For general purpose use throughout the facility to hang various items of apparel.
A5210 | Bracket, Television, Wall Mounted, w/Adjust Arm | 1 | VV | Wall mounted television bracket with adjustable arm. Consists of movable arm with minimum 120 degree swivel. Designed for holding wall mounted, flat panel television units in patient rooms.
A5220 | Bracket, Television, Wall Backing | 1 | CC | Wall mounted television bracket backing which provides additional support and strength for the installation of the television bracket. Option available for interior or exterior plate and sized for 12” 16” or 24” stud spacing.
C02C0 | Cabinet, U/C/B, 1 Shelf, 1 Drawer, 1 DO, 36x24x22 | 1 | CC | Standing height under counter base cabinet with an adjustable shelf and a full width drawer above a solid right or left-hinged door (appropriate door hinge configuration to be indicated on equipment elevation drawings). Also referred to as a combination cabinet or a drawer and cupboard cabinet. For general purpose use throughout the facility.
C02D0 | Cabinet, U/C/B, 4 Drawer, 36x24x22 | 1 | CC | Standing height under counter base cabinet with four full width drawers of equal height. Also referred to as a drawer cabinet. For general purpose use throughout the facility.
C04P0 | Cabinet, Sink, U/C/B, 2 Door, 36x36x22 | 1 | CC | Standing height under counter base sink cabinet with solid hinged doors. Also referred to as a double-door sink cabinet. For general purpose use throughout the facility where a sink is to be used. Coordinate actual clear cabinet dimension with the actual outside dimension of sink that is specified to ensure that they are compatible.
CB020 | Cabinet, W/H, 2 Shelf, 1 DO, Sloping Top, 38x24x13 | 2 | CC | Wall hung cabinet with two adjustable shelves, solid right or left-hinged door (appropriate door hinge configuration to be indicated on equipment elevation drawings), and sloping top. Also referred to as a solid hinged single door case. For general purpose use throughout the facility.
CS010 | Sink, SS, Single Compartment, 7.5x12x12 ID | 1 | CC | Single compartment stainless steel sink, drop-in, self-rimming, ledge-type, connected with a drain and provided with a mixing faucet. It shall also be provided with pre-punched fixture holes on 4" center, integral back ledge to accommodate deck-mounted fixtures, brushed/polished interior and top surfaces, and sound deadened. Recommended for use in suspended or U/C/B sink cabinets having a high plastic laminate or Chemsurf laminate countertop/work surface. For general purpose use throughout the facility.
CT020 | Countertop, Solid Surface | 7 | CC | A solid, nonporous countertop with a smooth seamless appearance. Easy to clean and maintain and with proper cleaning does not support the growth of mold. An acrylic-based solid surface product. Standard thickness of 1", and a 4" butt backsplash/curb. Also referred to as a work surface or work top. Available in a choice of colors and depths. Used in lab and other hospital areas requiring optimum physical and chemical resisting properties.
F0225 | Chair, Dining Room | 4 | VV | Dining room chair with glides. Chair has straight legs with cushioned cloth or vinyl seat.
F0795 | Table, Dining | 1 | VV | Dining table. Round 42" diameter or square 42" X 42". Used in dining facilities and can comfortably seat up to four (4) persons.
F2015 | Basket, Wastepaper, Metal/Plastic,2 Swinging Doors | 1 | VV | Metal receptacle for soiled / used towels or waste. Equipped with a removable tapered top with two independently operating self-closing, spring hinged doors. Used in public facilities for the collection and temporary storage of refuse.
F3065 | Whiteboard/Bulletin Board, Combination | 1 | VV | A combination whiteboard and bulletin board, half LCS and half cork. Available with either aluminum or wood frame. It can be used in patient rooms or in any appropriate space in the facility.
F3200 | Clock, Battery, 12" Diameter | 1 | VV | Clock, 12" diameter. Round surface, easy to read numbers with sweep second hand. Wall mounted unit for use when impractical to install a fully synchronized clock system. Battery operated, (batteries not included).
K1552 | Brewer, Coffee, Auto, Elect, 3 Burner, Front/Back | 1 | VV | Space saving front to back automatic coffee maker. This unit includes a heating tank, connection for a cold water supply, decanter service with three burners, funnel and a water flow controller. The unit is used for semi-automatic coffee brewing in cafeterias and commercial institutions. The unit automatically shuts off the water flow when enough has passed through to fill the pot. The unit is normally provided plumbed with a hot water faucet to the side for making other hot drinks (tea, cider, cocoa, etc.). The database height dimension does not include the clearance for coffee decanters warming on the upper burners.
K4665 | Oven, Microwave, Consumer | 1 | VV | Counter mounted microwave oven for average duty use. The exterior cabinet can be metal or heavy duty impact resistant plastic. The oven delivers instant energy for rapid heating, defrosting or prime cooking. The oven has touch pad controls, digital timer, power level selector and preprogrammed selectors for commonly cooked items. This oven is commonly found in staff lounges.
M0515 | Television, HD, 40" Class | 1 | VV | High definition (HDTV) multimedia flat panel LED 40" class display television. The TV will have a 16:9 wide screen aspect ratio, minimum of 1920 x 1080 display resolution, digital tuner, minimum refresh rate of 60Hz, minimum of two HDMI ports and 1 USB port ENERGY STAR certified.
R7250 | Refrigerator/Freezer, 20 Cubic Feet | 1 | VV | Refrigerator/freezer unit. This type unit includes a food saver system that helps keep food fresher. It also includes roll out wheels and is equipped for an optional automatic icemaker. This unit is of commercial or residential design and use.
14 - SB185 - SCI LTC Male Staff Toilet / Shower, Bldg Sprt | 14 - SB185 - SCI LTC Male Staff Toilet / Shower, Bldg Sprt | 14 - SB185 - SCI LTC Male Staff Toilet / Shower, Bldg Sprt | 14 - SB185 - SCI LTC Male Staff Toilet / Shower, Bldg Sprt | 14 - SB185 - SCI LTC Male Staff Toilet / Shower, Bldg Sprt
JSN | NAME | QTY | ACQ/INS | DESCRIPTION
A1067 | Mirror, Float Glass, ADA Accessible | 1 | CC | A high quality 1/4" polished float glass mirror with a stainless steel frame. Frame holds mirror in a tilted position for accessibility and compliance with ADA requirements. Mirror has a galvanized steel back secured to frame with concealed screws with integral horizontal hanging brackets. Mirror shall be approximately 18" wide and 36" high. Other sizes are available.
A5030 | Bench, Stall, Shower, Built In | 1 | CC | Shower bench; built-in. Eighteen (18) gauge stainless steel frame with anchors built-in into the wall. Size and shape as required.
A5075 | Dispenser, Soap, Disposable | 1 | VV | Disposable soap dispenser. One-handed dispensing operation. Designed to accommodate disposable soap cartridge and valve.
A5082 | Dispenser, Paper Towel, Sensor, Hands Free | 1 | CC | A surface mounted, sensor activated, automatic, roll paper towel dispenser. The unit dispenses a paper towel automatically only when hands are place in position below the dispenser for maximum sanitation and hygiene. May include adjustable settings for sheet length, time delay, and sensor range. Unit is battery operated or with optional AC power adapter.
A5109 | Grab Bar, 1-1/4" Dia., SS, 2 Wall, W/C Accessible | 1 | CC | A 1-1/4" diameter, satin finish stainless steel, peened gripping surface, 2 wall toilet stall/ room, grab bar with concealed mounting flanges. Snap over flanges are provided to conceal mounting screws. A selection of mounting kits and concealed anchor devices are available from the manufacturers for different types of installations. Grab bar shall comply with barrier-free accessibility guidelines for structural strength. For typical water closet applications in toilet stalls and rooms where ADA (American's With Disabilities Act) requirements must be met.
A5110 | Grab Bar, 1-1/4" Dia., SS, 2 Wall, Shower Use | 1 | CC | A 1-1/4" diameter, satin finish stainless steel, peened gripping surface, 2 wall shower, grab bar with concealed mounting flanges. Snap over flanges are provided to conceal mounting screws. A selection of mounting kits and concealed anchor devices are available from the manufacturers for different types of installations. Grab bar shall comply with barrier-free accessibility guidelines for structural strength. For typical applications in shower stalls where ADA (American's With Disabilities Act) requirements must be met.
A5145 | Hook, Garment, Double, SS, Surface Mounted | 1 | CC | A surface mounted, satin finish stainless steel, double garment hook. Equipped with a concealed mounting bracket that is secured to a concealed wall plate. For general purpose use throughout the facility to hang various items of apparel.
A5170 | Rod, Shower Curtain, 1"Diameter, W/Curtain & Hooks | 1 | CC | A concealed mounted, 1" outside diameter, satin finish stainless steel, shower curtain rod with white vinyl shower curtain (72" H) and SS shower curtain hooks. Rod and curtain available in various widths. For general purpose use at shower stall or bathtub locations. Pricing based upon standard shower stall dimensions of 36" x 36" and a standard curtain height of 72".
A5175 | Soap Dish, With Bar, SS, Recessed | 1 | CC | A recessed mounted, satin finish stainless steel, soap dish with bar. Soap dish furnished with retaining lip and mounting clamp for installation in stud walls or countertop aprons. For general purpose use in shower stalls or at bathtub locations.
A5200 | Dispenser, Toilet Tissue, SS, 2-Roll, Surface Mntd | 1 | CC | A concealed surface mounted, double roll, satin finish stainless steel, toilet tissue dispenser. Unit accommodates two standard-core toilet tissue rolls through 5" in diameter. Spindles are chrome plated plastic with a heavy-duty internal spring and turn freely for non-controlled delivery. For general purpose use in restrooms.
A5205 | Bar, Towel, 1" Diameter, SS, Surface Mounted | 1 | CC | A surface mounted, satin finish stainless steel, 1" diameter, towel bar. Support posts and flanges are one piece, chrome-plated, cast heavy brass with satin finish. Towel bar shall not rotate within support posts. Available in 18", 24" and 30" widths. For general purpose use in shower or bathtub rooms. Pricing based upon a suggested standard width of 18".
CT020 | Countertop, Solid Surface | 1 | CC | A solid, nonporous countertop with a smooth seamless appearance. Easy to clean and maintain and with proper cleaning does not support the growth of mold. An acrylic-based solid surface product. Standard thickness of 1", and a 4" butt backsplash/curb. Also referred to as a work surface or work top. Available in a choice of colors and depths. Used in lab and other hospital areas requiring optimum physical and chemical resisting properties.
F2015 | Basket, Wastepaper, Metal/Plastic,2 Swinging Doors | 1 | VV | Metal receptacle for soiled / used towels or waste. Equipped with a removable tapered top with two independently operating self-closing, spring hinged doors. Used in public facilities for the collection and temporary storage of refuse.
P3070 | Lavatory, Vitreous China, Under or Counter Top Mtd | 1 | CC | An undercounter or countertop mounted vitreous china lavatory (approximate bowl size 6"x17"x14") with gooseneck spout, wrist blade handles, and grid drain. Counter top mounted lavatory to be self rimming with mounting kit provided. Undercounter lavatory to have unglazed rim with a mounting kit also provided. For general purpose use in vanity tops in public, patient and staff toilet rooms.
P5040 | Shower, Single, Hand-Held | 1 | CC | A complete, barrier-free, single hand-held, personal shower system. The shower system includes: pressure balanced mixing valve with high temperature limit stop; personal hand shower; shower hose; wall supply; and slide bar. For general purpose use throughout the facility in shower stalls.
P9050 | Toilet, Wall Hung, Siphon Jet | 1 | CC | Siphon jet water closet/ toilet. This unit is wall hung with an elongated bowl, top spud flushometer, seat with open front and check hinge, and carrier. Used in restrooms throughout the health care facility.
15 - SB174 - SCI LTC Female Staff Toilet / Shower, Bldg Sprt | 15 - SB174 - SCI LTC Female Staff Toilet / Shower, Bldg Sprt | 15 - SB174 - SCI LTC Female Staff Toilet / Shower, Bldg Sprt | 15 - SB174 - SCI LTC Female Staff Toilet / Shower, Bldg Sprt | 15 - SB174 - SCI LTC Female Staff Toilet / Shower, Bldg Sprt
JSN | NAME | QTY | ACQ/INS | DESCRIPTION
A1067 | Mirror, Float Glass, ADA Accessible | 1 | CC | A high quality 1/4" polished float glass mirror with a stainless steel frame. Frame holds mirror in a tilted position for accessibility and compliance with ADA requirements. Mirror has a galvanized steel back secured to frame with concealed screws with integral horizontal hanging brackets. Mirror shall be approximately 18" wide and 36" high. Other sizes are available.
A5030 | Bench, Stall, Shower, Built In | 1 | CC | Shower bench; built-in. Eighteen (18) gauge stainless steel frame with anchors built-in into the wall. Size and shape as required.
A5075 | Dispenser, Soap, Disposable | 1 | VV | Disposable soap dispenser. One-handed dispensing operation. Designed to accommodate disposable soap cartridge and valve.
A5082 | Dispenser, Paper Towel, Sensor, Hands Free | 1 | CC | A surface mounted, sensor activated, automatic, roll paper towel dispenser. The unit dispenses a paper towel automatically only when hands are place in position below the dispenser for maximum sanitation and hygiene. May include adjustable settings for sheet length, time delay, and sensor range. Unit is battery operated or with optional AC power adapter.
A5090 | Disposal, Sanitary Napkin, SS, Surface Mounted | 1 | CC | A surface mounted, satin finish stainless steel, sanitary napkin disposal. Disposal features a flip-up cover, secured to the container by a heavy duty stainless steel piano-hinge. Disposal may be secured to wall or toilet partition. For general purpose use in female toilet stalls or rooms and uni-sex toilet rooms.
A5109 | Grab Bar, 1-1/4" Dia., SS, 2 Wall, W/C Accessible | 1 | CC | A 1-1/4" diameter, satin finish stainless steel, peened gripping surface, 2 wall toilet stall/ room, grab bar with concealed mounting flanges. Snap over flanges are provided to conceal mounting screws. A selection of mounting kits and concealed anchor devices are available from the manufacturers for different types of installations. Grab bar shall comply with barrier-free accessibility guidelines for structural strength. For typical water closet applications in toilet stalls and rooms where ADA (American's With Disabilities Act) requirements must be met.
A5110 | Grab Bar, 1-1/4" Dia., SS, 2 Wall, Shower Use | 1 | CC | A 1-1/4" diameter, satin finish stainless steel, peened gripping surface, 2 wall shower, grab bar with concealed mounting flanges. Snap over flanges are provided to conceal mounting screws. A selection of mounting kits and concealed anchor devices are available from the manufacturers for different types of installations. Grab bar shall comply with barrier-free accessibility guidelines for structural strength. For typical applications in shower stalls where ADA (American's With Disabilities Act) requirements must be met.
A5145 | Hook, Garment, Double, SS, Surface Mounted | 1 | CC | A surface mounted, satin finish stainless steel, double garment hook. Equipped with a concealed mounting bracket that is secured to a concealed wall plate. For general purpose use throughout the facility to hang various items of apparel.
A5170 | Rod, Shower Curtain, 1"Diameter, W/Curtain & Hooks | 1 | CC | A concealed mounted, 1" outside diameter, satin finish stainless steel, shower curtain rod with white vinyl shower curtain (72" H) and SS shower curtain hooks. Rod and curtain available in various widths. For general purpose use at shower stall or bathtub locations. Pricing based upon standard shower stall dimensions of 36" x 36" and a standard curtain height of 72".
A5175 | Soap Dish, With Bar, SS, Recessed | 1 | CC | A recessed mounted, satin finish stainless steel, soap dish with bar. Soap dish furnished with retaining lip and mounting clamp for installation in stud walls or countertop aprons. For general purpose use in shower stalls or at bathtub locations.
A5200 | Dispenser, Toilet Tissue, SS, 2-Roll, Surface Mntd | 1 | CC | A concealed surface mounted, double roll, satin finish stainless steel, toilet tissue dispenser. Unit accommodates two standard-core toilet tissue rolls through 5" in diameter. Spindles are chrome plated plastic with a heavy-duty internal spring and turn freely for non-controlled delivery. For general purpose use in restrooms.
A5205 | Bar, Towel, 1" Diameter, SS, Surface Mounted | 1 | CC | A surface mounted, satin finish stainless steel, 1" diameter, towel bar. Support posts and flanges are one piece, chrome-plated, cast heavy brass with satin finish. Towel bar shall not rotate within support posts. Available in 18", 24" and 30" widths. For general purpose use in shower or bathtub rooms. Pricing based upon a suggested standard width of 18".
CT020 | Countertop, Solid Surface | 1 | CC | A solid, nonporous countertop with a smooth seamless appearance. Easy to clean and maintain and with proper cleaning does not support the growth of mold. An acrylic-based solid surface product. Standard thickness of 1", and a 4" butt backsplash/curb. Also referred to as a work surface or work top. Available in a choice of colors and depths. Used in lab and other hospital areas requiring optimum physical and chemical resisting properties.
F2015 | Basket, Wastepaper, Metal/Plastic,2 Swinging Doors | 1 | VV | Metal receptacle for soiled / used towels or waste. Equipped with a removable tapered top with two independently operating self-closing, spring hinged doors. Used in public facilities for the collection and temporary storage of refuse.
P3070 | Lavatory, Vitreous China, Under or Counter Top Mtd | 1 | CC | An undercounter or countertop mounted vitreous china lavatory (approximate bowl size 6"x17"x14") with gooseneck spout, wrist blade handles, and grid drain. Counter top mounted lavatory to be self rimming with mounting kit provided. Undercounter lavatory to have unglazed rim with a mounting kit also provided. For general purpose use in vanity tops in public, patient and staff toilet rooms.
P5040 | Shower, Single, Hand-Held | 1 | CC | A complete, barrier-free, single hand-held, personal shower system. The shower system includes: pressure balanced mixing valve with high temperature limit stop; personal hand shower; shower hose; wall supply; and slide bar. For general purpose use throughout the facility in shower stalls.
P9050 | Toilet, Wall Hung, Siphon Jet | 1 | CC | Siphon jet water closet/ toilet. This unit is wall hung with an elongated bowl, top spud flushometer, seat with open front and check hinge, and carrier. Used in restrooms throughout the health care facility.
16 - SS241 - SCI LTC Male Staff Locker Room, Stff Sprt | 16 - SS241 - SCI LTC Male Staff Locker Room, Stff Sprt | 16 - SS241 - SCI LTC Male Staff Locker Room, Stff Sprt | 16 - SS241 - SCI LTC Male Staff Locker Room, Stff Sprt | 16 - SS241 - SCI LTC Male Staff Locker Room, Stff Sprt
JSN | NAME | QTY | ACQ/INS | DESCRIPTION
A1010 | Telecommunication Outlet | 1 | VV | Telecommunication outlet location.
A1012 | Telephone, Wall Mounted, 1 Line | 1 | VV | Telephone, wall mounted, 1 line.
A1030 | Locker, 2 Person, Over/Under | 8 | VV | Two person locker, double tier, 72Hx12Wx18D. This unit includes hooks for coats and hats. Door equipped with safety guard handles. Designed for storage of coats, hats, and other personal belongings. Other width and depths are available.
A1080 | Mirror, Posture, Wall Mounted | 1 | CC | Wall mounted posture mirror. Consists of a 1/4" plate glass in a sturdy corrosion resistant frame with water proof back. For educational and therapy programs.
A5020 | Bench, Locker Room, Floor Mounted | 1 | CC | Locker room bench. Floor mounting -1-1/4" thick. Benches are sanded smooth with two coats of moisture-resistant sealer to ensure a protective, satin gloss surface, and mounted on strong steel pedestal anchored to the floor. Over all height of 18" includes pedestal. Size as required.
F2000 | Basket, Wastepaper, Fire Resistant | 1 | VV | Wastepaper basket, fire resistant, approximately 40 quart capacity. This unit is used to collect and temporarily store small quantities of paper refuse in patient rooms, administrative areas and nursing stations. Size and shape varies depending on the application and manufacturer selected.
F3200 | Clock, Battery, 12" Diameter | 1 | VV | Clock, 12" diameter. Round surface, easy to read numbers with sweep second hand. Wall mounted unit for use when impractical to install a fully synchronized clock system. Battery operated, (batteries not included).
17 - SS232 - SCI LTC Female Staff Locker Room, Stff Sprt | 17 - SS232 - SCI LTC Female Staff Locker Room, Stff Sprt | 17 - SS232 - SCI LTC Female Staff Locker Room, Stff Sprt | 17 - SS232 - SCI LTC Female Staff Locker Room, Stff Sprt | 17 - SS232 - SCI LTC Female Staff Locker Room, Stff Sprt
JSN | NAME | QTY | ACQ/INS | DESCRIPTION
A1010 | Telecommunication Outlet | 1 | VV | Telecommunication outlet location.
A1012 | Telephone, Wall Mounted, 1 Line | 1 | VV | Telephone, wall mounted, 1 line.
A1040 | Locker, 2 Person, Side by Side, 72x15x18 | 8 | VV | Two person side by side locker. Steel unit. It consists of side by side compartments for hanging clothes and over/under compartments for hats, etc. Used for personal belongings storage.
A1080 | Mirror, Posture, Wall Mounted | 1 | CC | Wall mounted posture mirror. Consists of a 1/4" plate glass in a sturdy corrosion resistant frame with water proof back. For educational and therapy programs.
A5020 | Bench, Locker Room, Floor Mounted | 1 | CC | Locker room bench. Floor mounting -1-1/4" thick. Benches are sanded smooth with two coats of moisture-resistant sealer to ensure a protective, satin gloss surface, and mounted on strong steel pedestal anchored to the floor. Over all height of 18" includes pedestal. Size as required.
F2000 | Basket, Wastepaper, Fire Resistant | 1 | VV | Wastepaper basket, fire resistant, approximately 40 quart capacity. This unit is used to collect and temporarily store small quantities of paper refuse in patient rooms, administrative areas and nursing stations. Size and shape varies depending on the application and manufacturer selected.
F3200 | Clock, Battery, 12" Diameter | 1 | VV | Clock, 12" diameter. Round surface, easy to read numbers with sweep second hand. Wall mounted unit for use when impractical to install a fully synchronized clock system. Battery operated, (batteries not included).
18 - SCI/D CENTER LONG TERM CARE NEIGHBORHOOD CENTER (LTC-NC) RESIDENT AREA | 18 - SCI/D CENTER LONG TERM CARE NEIGHBORHOOD CENTER (LTC-NC) RESIDENT AREA | 18 - SCI/D CENTER LONG TERM CARE NEIGHBORHOOD CENTER (LTC-NC) RESIDENT AREA | 18 - SCI/D CENTER LONG TERM CARE NEIGHBORHOOD CENTER (LTC-NC) RESIDENT AREA | 18 - SCI/D CENTER LONG TERM CARE NEIGHBORHOOD CENTER (LTC-NC) RESIDENT AREA
1 - SB111 - SCI LTC Neighborhood Center Lobby, Bldg Sprt | 1 - SB111 - SCI LTC Neighborhood Center Lobby, Bldg Sprt | 1 - SB111 - SCI LTC Neighborhood Center Lobby, Bldg Sprt | 1 - SB111 - SCI LTC Neighborhood Center Lobby, Bldg Sprt | 1 - SB111 - SCI LTC Neighborhood Center Lobby, Bldg Sprt
JSN | NAME | QTY | ACQ/INS | DESCRIPTION
A6046 | Artwork, Decorative, With Frame | 2 | VV | This JSN is to be used for determining and defining location of decorative artwork.
F0205 | Chair, Side With Arms | 24 | VV | Upholstered side chair, 32" high X 21" wide X 23" deep with arms, padded seats and padded backs. Seat height is a minimum of 17". Available with or without sled base.
F3070 | Case, Display | 2 | VV | Display case. Equipped with glass doors, adjustable glass shelves, security locks and choice of either fabric or mirror backing.
F3200 | Clock, Battery, 12" Diameter | 1 | VV | Clock, 12" diameter. Round surface, easy to read numbers with sweep second hand. Wall mounted unit for use when impractical to install a fully synchronized clock system. Battery operated, (batteries not included).
2 - RSC41 - LTC Ngbrhd Ctr Multipurpose Recreation Room, SCI | 2 - RSC41 - LTC Ngbrhd Ctr Multipurpose Recreation Room, SCI | 2 - RSC41 - LTC Ngbrhd Ctr Multipurpose Recreation Room, SCI | 2 - RSC41 - LTC Ngbrhd Ctr Multipurpose Recreation Room, SCI | 2 - RSC41 - LTC Ngbrhd Ctr Multipurpose Recreation Room, SCI
JSN | NAME | QTY | ACQ/INS | DESCRIPTION
A5107 | Dispenser, Glove, Surgical/Examination, Wall Mntd | 1 | VV | Examination three (Small Medium, Large) glove dispenser box for wall mounting. Fabricated of either cold rolled steel with a white baked enamel finish, plastic or acrylic. Hardware not included, Option 3 powder coated steel.
A5210 | Bracket, Television, Wall Mounted, w/Adjust Arm | 1 | VV | Wall mounted television bracket with adjustable arm. Consists of movable arm with minimum 120 degree swivel. Designed for holding wall mounted, flat panel television units in patient rooms.
A5220 | Bracket, Television, Wall Backing | 1 | CC | Wall mounted television bracket backing which provides additional support and strength for the installation of the television bracket. Option available for interior or exterior plate and sized for 12” 16” or 24” stud spacing.
C04E0 | Cabinet, U/C/B, 1 Shelf, 1 Drawer, 2 DO, 36x36x22 | 1 | CC | Standing height under counter base cabinet with an adjustable shelf and a full width drawer above solid hinged doors. Also referred to as a combination cabinet or a drawer and cupboard cabinet. For general purpose use throughout the facility.
CT025 | Countertop, Solid Surface with Sink Combination | 1 | CC | A solid, nonporous countertop approximately 36"W x 22"D with a undercounter sink combination. The countertop is an acrylic-based solid surface product with a standard thickness of 1", and a 4" butt backsplash/curb. Surfaces will be easy to clean and maintain. Also referred to as a work surface or work top with sink. Available in a choice of colors, depths and sink shapes. Used for various applications in patient rooms, restrooms and throughout the facility. Usually a part of a casework interior design program. Unit does not include the drain and faucet.
E0948 | Cart, General Storage, Mobile, 42"H x 32"W x 22"D | 1 | VV | THIS TYPICAL INCLUDES: 1 Cart Body, Style-A Narrow, w/Raised Edge Top 2 Drawers, 3" H 4 Drawers, 6" H 1 Accessory Rail, Side Drawer Organizer Bins
F0115 | Bookcase, Open, 5 Shelf | 1 | VV | Freestanding open shelf bookcase, approximately 82" high X 37" wide X 18" deep with 5 (five) adjustable shelves. Unit can be separate or part of a system with available add-on shelving.
F0205 | Chair, Side With Arms | 4 | VV | Upholstered side chair, 32" high X 21" wide X 23" deep with arms, padded seats and padded backs. Seat height is a minimum of 17". Available with or without sled base.
F0306 | Sofa, Waiting, Bariatric | 1 | VV | A sofa with a weight capacity of 800 pounds for use for use in a waiting room, lobby or other patient area. Sofa will be upholstered in a durable fabric for long lasting wear.
F0810 | Table, Pool | 1 | VV | Pool table approximately 32" high X 100" wide X 56" deep with 3/4" full size slate bed.
F0815 | Table, Ping Pong, Folding | 1 | VV | Folding ping pong table, 30 high X 108" wide X 60" deep.
M0400 | Screen, Projection, 144x144, Remote Control | 1 | CC | Wall or ceiling mounted, roll-up type screen with remote control. Includes multiple controls to operate the screen from two or more locations, wireless remote control, adjustable preset limit switches, and black borders on all sides. Screen is housed in a solid wood or metal case with removable motor module. For a classroom, conference room, or large auditorium.
M0430 | Recorder/ Player, Digital, Video, DVD | 1 | VV | Professional medical grade DVD video recorder/player. Approximately 5" high X 10" wide X 14" deep. Meets NTSC and PAL standards and employs MPEG2 video compression. Capable of high speed picture search, direct recording into available disc space and recording and playback on various DVD formats. Audio uses Dolby digital format. Convenience outlet required at point of use.
M0440 | Projector, Video | 1 | VV | Video projector consisting of a signal source projector with built in stereo amplifier, speakers and output jack. Convenience outlet required at point of use.
M0515 | Television, HD, 40" Class | 1 | VV | High definition (HDTV) multimedia flat panel LED 40" class display television. The TV will have a 16:9 wide screen aspect ratio, minimum of 1920 x 1080 display resolution, digital tuner, minimum refresh rate of 60Hz, minimum of two HDMI ports and 1 USB port ENERGY STAR certified.
R7050 | Refrigerator, 25 Cubic Feet | 1 | VV | General purpose refrigerator approximately 84x27x37. This unit is corrosion resistant stainless steel. It has a single self closing door with safety stops. This refrigerator is generally used in commercial kitchens, hospitals and schools.
3 - RSC43 - LTC Ngbrhd Ctr Recreation Therapist Treatment Station, SCI | 3 - RSC43 - LTC Ngbrhd Ctr Recreation Therapist Treatment Station, SCI | 3 - RSC43 - LTC Ngbrhd Ctr Recreation Therapist Treatment Station, SCI | 3 - RSC43 - LTC Ngbrhd Ctr Recreation Therapist Treatment Station, SCI | 3 - RSC43 - LTC Ngbrhd Ctr Recreation Therapist Treatment Station, SCI
JSN | NAME | QTY | ACQ/INS | DESCRIPTION
A1010 | Telecommunication Outlet | 2 | VV | Telecommunication outlet location.
A1015 | Telephone, Desk, Multiple Line | 1 | VV | Telephone, desk, multiple line.
E0123 | Workstation, Straight, Free Standing, 72" W | 1 | VV | This JSN will provide a whole work station typical to quickly plan work in areas in clinical or administrative spaces. There will be a price decrease if typical work stations are used with vertical hanging strips instead of panels. THIS TYPICAL INCLUDES: 4 Standard Solid Panels 2 Panel Connectors, 2-Way Corner 1 Panel-to-Panel Connector 2 Finished End Hardware 1 Cantilevered, Work Surface 2 Lockable Flipper Units 2 Shelf, Storage/Displays 2 Lights 1 Tack board 1 Tool Rail 1 Paper Tray 1 Diagonal Tray 1 Adjustable Keyboard Tray 1 Mobile Pedestal, Box/File
F0275 | Chair, Swivel, High Back | 1 | VV | Highback contemporary swivel chair, 41" high X 23" wide X 23" deep with five (5) caster swivel base and arms. Chair may be used at desks or in conference rooms. Back and seat are foam padded and upholstered with either woven textile fabric or vinyl.
F0420 | Cabinet, Filing, Lateral, Half Height | 1 | VV | Half height two (2) or three (3) drawer lateral filing cabinet, 28" high X 42" wide X 18" deep with recessed handles, locking device and drawer label holders. Drawers are adaptable to either letter or legal size materials.
F2000 | Basket, Wastepaper, Fire Resistant | 1 | VV | Wastepaper basket, fire resistant, approximately 40 quart capacity. This unit is used to collect and temporarily store small quantities of paper refuse in patient rooms, administrative areas and nursing stations. Size and shape varies depending on the application and manufacturer selected.
M1801 | Computer, Microprocessing, w/Flat Panel Monitor | 1 | VV | Desk top microprocessing computer. The unit shall consist of a central processing mini tower, flat panel monitor, keyboard, mouse and speakers. The system shall have the following minimum characteristics: a 2.8 GHz Pentium processor; 512 MB memory; 80GB hard drive; 32/48x CD-ROMDVD combo; 1.44MB network interface card; video 32 MB NVIDIA; a 18 inch flat panel monitor. The computer is used throughout the facility to input, manipulate and retrieve information.
4 - SS101 - SCI LTC Ngbrhd Ctr Resident Conference Room, Educ Svc | 4 - SS101 - SCI LTC Ngbrhd Ctr Resident Conference Room, Educ Svc | 4 - SS101 - SCI LTC Ngbrhd Ctr Resident Conference Room, Educ Svc | 4 - SS101 - SCI LTC Ngbrhd Ctr Resident Conference Room, Educ Svc | 4 - SS101 - SCI LTC Ngbrhd Ctr Resident Conference Room, Educ Svc
JSN | NAME | QTY | ACQ/INS | DESCRIPTION
A1010 | Telecommunication Outlet | 1 | VV | Telecommunication outlet location.
A5212 | Bracket, Television, Wall-Mounted, Tilt/Angle | 1 | VV | A wall mounted, tilt/angled TV bracket for 37" to 80" TVs. Mount will be a universal and VESA compliant unit with a load capacity of up to 130 lbs.
A5220 | Bracket, Television, Wall Backing | 1 | CC | Wall mounted television bracket backing which provides additional support and strength for the installation of the television bracket. Option available for interior or exterior plate and sized for 12” 16” or 24” stud spacing.
A6046 | Artwork, Decorative, With Frame | 1 | VV | This JSN is to be used for determining and defining location of decorative artwork.
F0220 | Chair, Conference | 10 | VV | Conference chair designed to complement the executive furniture package selected. Foam rubber cushioned seats and backs covered with either woven fabric or vinyl. Base with 5 (five) swivel casters.
F0765 | Table, Folding / Nesting | 2 | VV | Folding table intended for a variety of uses. Designed with a flip top that allows tables to store nested to minimize needed storage space. Available in multiple laminate finish colors/patterns, bases, surface shapes (description and pricing based on a rectangle shape) and edge finish, . Available with leveling glides or casters (2 locking, 2 non-locking).
F2000 | Basket, Wastepaper, Fire Resistant | 1 | VV | Wastepaper basket, fire resistant, approximately 40 quart capacity. This unit is used to collect and temporarily store small quantities of paper refuse in patient rooms, administrative areas and nursing stations. Size and shape varies depending on the application and manufacturer selected.
F3200 | Clock, Battery, 12" Diameter | 1 | VV | Clock, 12" diameter. Round surface, easy to read numbers with sweep second hand. Wall mounted unit for use when impractical to install a fully synchronized clock system. Battery operated, (batteries not included).
M0512 | Television, HDTV, Large Screen, 60" | 1 | VV | A high definition (HDTV) multimedia, slim design, 60"W to 65"W color television. The TV will have a 16.9 wide screen aspect ratio with full HD 1080p resolution and HDMI connections. TV may be LED, Plasma or LCD. TV will include a stand.
5 - SV011 - SCI LTC Ngbrhd Ctr Chapel / Meditation Room, Chpln Svc | 5 - SV011 - SCI LTC Ngbrhd Ctr Chapel / Meditation Room, Chpln Svc | 5 - SV011 - SCI LTC Ngbrhd Ctr Chapel / Meditation Room, Chpln Svc | 5 - SV011 - SCI LTC Ngbrhd Ctr Chapel / Meditation Room, Chpln Svc | 5 - SV011 - SCI LTC Ngbrhd Ctr Chapel / Meditation Room, Chpln Svc
JSN | NAME | QTY | ACQ/INS | DESCRIPTION
A1010 | Telecommunication Outlet | 1 | VV | Telecommunication outlet location.
A6046 | Artwork, Decorative, With Frame | 2 | VV | This JSN is to be used for determining and defining location of decorative artwork.
F0115 | Bookcase, Open, 5 Shelf | 1 | VV | Freestanding open shelf bookcase, approximately 82" high X 37" wide X 18" deep with 5 (five) adjustable shelves. Unit can be separate or part of a system with available add-on shelving.
F0205 | Chair, Side With Arms | 1 | VV | Upholstered side chair, 32" high X 21" wide X 23" deep with arms, padded seats and padded backs. Seat height is a minimum of 17". Available with or without sled base.
F0210 | Chair, Side, Without Arms | 1 | VV | Upholstered side chair approximately 32" high X 19" wide X 23" deep with floor glides. Seat is non-tilting and without arms.
F0255 | Chair, Easy | 1 | VV | Easy chair approximately 35" high X 28" wide X 32" deep with arms and floor glides. Arms, back and seat are foam padded and upholstered in woven textile fabric or vinyl.
F0375 | Sofa, Upholstered | 1 | VV | Executive sofa with woven fabric textile or vinyl upholstery, foam padded arms, steel spring and foam rubber backs and seats, and floor glides.
F0725 | Table, Occasional, Executive, Wood | 1 | VV | Executive chairside table, approximately 21" high X 26" wide X 20" deep. Used as an occasional table in an executive suite.
F0735 | Table, Coffee | 1 | VV | Coffee table, approximately 18" high X 52" wide X 24" deep.
F0740 | Table, Occasional, Lamp | 1 | VV | Occasional lamp table (end table) approximately 20" high X 27" wide X 27" deep with choice of finishes (wood, oak veneer, or high pressure laminate).
F0820 | Table, Office, Round | 1 | VV | Round office table, approximately 29" high X 42" diameter.
F2000 | Basket, Wastepaper, Fire Resistant | 1 | VV | Wastepaper basket, fire resistant, approximately 40 quart capacity. This unit is used to collect and temporarily store small quantities of paper refuse in patient rooms, administrative areas and nursing stations. Size and shape varies depending on the application and manufacturer selected.
F2305 | Rack, Magazine, F/S | 1 | VV | Free standing magazine rack. Used to display publications in offices, lobbies, and waiting areas.
F2420 | Lamp, Table, With Shade | 1 | VV | Table lamp, 27-34" high X 6" wide X 6" deep with linen shade. Convenience outlet required at point of use.
F3010 | Board, Bulletin, 48 x 48 | 1 | VV | Open face bulletin board. Cork posting panel with moisture proof backing. Variety of frames to choose from. Used for posting notes and messages.
F3200 | Clock, Battery, 12" Diameter | 1 | VV | Clock, 12" diameter. Round surface, easy to read numbers with sweep second hand. Wall mounted unit for use when impractical to install a fully synchronized clock system. Battery operated, (batteries not included).
6 - SC271 - SCI LTC Ngbrhd Ctr Consult Room, Clncl Sprt | 6 - SC271 - SCI LTC Ngbrhd Ctr Consult Room, Clncl Sprt | 6 - SC271 - SCI LTC Ngbrhd Ctr Consult Room, Clncl Sprt | 6 - SC271 - SCI LTC Ngbrhd Ctr Consult Room, Clncl Sprt | 6 - SC271 - SCI LTC Ngbrhd Ctr Consult Room, Clncl Sprt
JSN | NAME | QTY | ACQ/INS | DESCRIPTION
A1010 | Telecommunication Outlet | 2 | VV | Telecommunication outlet location.
A1012 | Telephone, Wall Mounted, 1 Line | 1 | VV | Telephone, wall mounted, 1 line.
A5145 | Hook, Garment, Double, SS, Surface Mounted | 1 | CC | A surface mounted, satin finish stainless steel, double garment hook. Equipped with a concealed mounting bracket that is secured to a concealed wall plate. For general purpose use throughout the facility to hang various items of apparel.
F0115 | Bookcase, Open, 5 Shelf | 1 | VV | Freestanding open shelf bookcase, approximately 82" high X 37" wide X 18" deep with 5 (five) adjustable shelves. Unit can be separate or part of a system with available add-on shelving.
F0205 | Chair, Side With Arms | 3 | VV | Upholstered side chair, 32" high X 21" wide X 23" deep with arms, padded seats and padded backs. Seat height is a minimum of 17". Available with or without sled base.
F0750 | Table, Office, (size as required) | 1 | VV | Office table, sized as required. May be used as either a four (4) to six (6) person conference table or as an extra work surface area.
F2000 | Basket, Wastepaper, Fire Resistant | 1 | VV | Wastepaper basket, fire resistant, approximately 40 quart capacity. This unit is used to collect and temporarily store small quantities of paper refuse in patient rooms, administrative areas and nursing stations. Size and shape varies depending on the application and manufacturer selected.
F3200 | Clock, Battery, 12" Diameter | 1 | VV | Clock, 12" diameter. Round surface, easy to read numbers with sweep second hand. Wall mounted unit for use when impractical to install a fully synchronized clock system. Battery operated, (batteries not included).
M0506 | Television, Flat Screen | 1 | VV | Flat screen television with approximately 32'" to 40' diagonal screen size. The TV will have built-in speakers, NTSC tuner, a 16:9 wide screen aspect ratio, a minimum of 1280 x 768 resolution and a remote control.
M1802 | Work Station, Computer, Retractable, Wall Mounted | 1 | VV | A wall mounted retractable work station. Work station is used as a computer station in treatment rooms, exam rooms and areas where physical space in limited.
7 - RSC47 - LTC Ngbrhd Ctr Exam / Treatment Room, SCI | 7 - RSC47 - LTC Ngbrhd Ctr Exam / Treatment Room, SCI | 7 - RSC47 - LTC Ngbrhd Ctr Exam / Treatment Room, SCI | 7 - RSC47 - LTC Ngbrhd Ctr Exam / Treatment Room, SCI | 7 - RSC47 - LTC Ngbrhd Ctr Exam / Treatment Room, SCI
JSN | NAME | QTY | ACQ/INS | DESCRIPTION
A1014 | Telephone, Wall Mounted, 1 Line, With Speaker | 1 | VV | Telephone, wall mounted, 1 line, with speaker.
A1080 | Mirror, Posture, Wall Mounted | 1 | CC | Wall mounted posture mirror. Consists of a 1/4" plate glass in a sturdy corrosion resistant frame with water proof back. For educational and therapy programs.
A1132 | Rail, Accessory Mounting, Length As Required | 1 | VC | Horizontal equipment mounting rail with lock mounting devices capable of; supporting up to 75 pounds each, being repositioned, and mounting and dismounting of equipment without the use of tools (special tools may be required to unlock adapter that was previously locked to the rail). The rail must be capable of supporting medical equipment and accessories normally found in exam or patient rooms. The rail system must be capable of mounting and dismounting equipment without leaving or creating new holes in the finished surface of the wall. The rail system utilizes a series of mounting plates and adapters specific to the device being mounted to the rail. The plate and adapter rail mounting kit must be specified to match the equipment being mounted to the equipment rail.
A5075 | Dispenser, Soap, Disposable | 1 | VV | Disposable soap dispenser. One-handed dispensing operation. Designed to accommodate disposable soap cartridge and valve.
A5082 | Dispenser, Paper Towel, Sensor, Hands Free | 1 | CC | A surface mounted, sensor activated, automatic, roll paper towel dispenser. The unit dispenses a paper towel automatically only when hands are place in position below the dispenser for maximum sanitation and hygiene. May include adjustable settings for sheet length, time delay, and sensor range. Unit is battery operated or with optional AC power adapter.
A5106 | Waste Disposal Unit, Sharps w/Glove Dispenser | 1 | VV | The unit is designed for the disposal of sharps and complies with OSHA guidelines for the handling of sharps. It shall house a 5 quart container and be capable of being mounted on a wall. It shall have a glove dispenser attached. The unit shall be secured by a locked enclosure.
A5145 | Hook, Garment, Double, SS, Surface Mounted | 1 | CC | A surface mounted, satin finish stainless steel, double garment hook. Equipped with a concealed mounting bracket that is secured to a concealed wall plate. For general purpose use throughout the facility to hang various items of apparel.
A5180 | Track, Cubicle, Surface Mounted, With Curtain | 15 | VV | Surface mounted cubicle track, with curtain. Track constructed of thick extruded aluminum. Equipped with self lubricating carriers, beaded drop chain hooks, and flame resistant curtain. To include removable end caps. Designed to be suspended around patient areas where privacy is needed. Price listed is per foot of the track, curtains to be priced per quote.
E0945 | Cart, Computer, Mobile | 1 | VV | A mobile computer cart for use throughout the facility. The cart dimensions will be approximately 45" H x 30" W x 22" D with casters. May include drawers and miscellaneous other accessories that will be determined at time of purchase. This Typical may include: 1 Cart Body, w/Computer Support, Style-A Narrow, w/Raised Edge Top 1 Flip-Up Shelf 1 Sharps Container Holder 1 Wastebasket 1 Chart Holder 2 Drawers, 3"H 2 Drawers, 6"H 3 Accessory Rail, Side Drawer Organizer Bins
E0948 | Cart, General Storage, Mobile, 42"H x 32"W x 22"D | 1 | VV | THIS TYPICAL INCLUDES: 1 Cart Body, Style-A Narrow, w/Raised Edge Top 2 Drawers, 3" H 4 Drawers, 6" H 1 Accessory Rail, Side Drawer Organizer Bins
F0205 | Chair, Side With Arms | 1 | VV | Upholstered side chair, 32" high X 21" wide X 23" deep with arms, padded seats and padded backs. Seat height is a minimum of 17". Available with or without sled base.
F0340 | Stool, Self Adjusting | 1 | VV | Self adjusting stool. Consists of a foam padded upholstered seat with attached foot rest for added comfort. Mounted on swivel casters. Designed for doctor's use during examinations.
F0355 | Footstool, Straight | 1 | VV | Step stool. Used to assist patients getting on and off exam or surgical tables. Fitted with electrically conductive rubber tips.
F2010 | Basket, Wastepaper, Step-On | 1 | VV | "Step-on" wastepaper basket with inner liner and foot petal activated flip top.
F3200 | Clock, Battery, 12" Diameter | 1 | VV | Clock, 12" diameter. Round surface, easy to read numbers with sweep second hand. Wall mounted unit for use when impractical to install a fully synchronized clock system. Battery operated, (batteries not included).
M1801 | Computer, Microprocessing, w/Flat Panel Monitor | 1 | VV | Desk top microprocessing computer. The unit shall consist of a central processing mini tower, flat panel monitor, keyboard, mouse and speakers. The system shall have the following minimum characteristics: a 2.8 GHz Pentium processor; 512 MB memory; 80GB hard drive; 32/48x CD-ROMDVD combo; 1.44MB network interface card; video 32 MB NVIDIA; a 18 inch flat panel monitor. The computer is used throughout the facility to input, manipulate and retrieve information.
M3073 | Container, Biohazard Waste, Step-on, Fire Safe | 1 | VV | A biohazard waste container with a step-on lid. The container will have a capacity of approximately 12 gallons and be made of a fire safe material.
M4100 | Sphygmomanometer, Aneroid, Wall Mounted | 1 | VV | Aneroid sphygmomanometer. Unit is wall mounted and has large graphic dial display for easy reading from all angles. It has a 90 degree (angle) swivel and 10 degree (angle) forward tilt to reduce glare. Unit accuracy is within 1% of reading. Sturdy impact-resistant construction.
M4116 | Monitor, Vital Signs | 1 | VV | Electronic sphygmomanometer. LCD displays non-invasive blood pressure, pulse rate and temperature. Used in hospitals and clinics. Includes an optional mobile stand.
M4200 | Otoscope/Ophthalmoscope, Wall Mounted | 1 | VV | Wall mounted otoscope and ophthalmoscope. Includes 6 foot line cord and plug and accepts and includes two handles. Contains head turn-on/turn-off, built-in speculum tray and 8 foot coiled cords. Unit is designed for use in patient exam rooms.
M4255 | Stand, IV, Adjustable | 1 | VV | Adjustable IV stand with 4-hook arrangement. Stand has stainless steel construction with heavy weight base. It adjusts from 66 inches to 100 inches and is mounted on conductive rubber, ball bearing, swivel casters. Stand is used for administering intravenous solutions.
M4266 | Pump, Volumetric, Infusion, Multiple Line | 1 | VV | Volumetric infusion pump. Pump is self-regulating with automatic sensor and adjustable rate. Equipped with visual and audible alarms and up to 10 hour capacity battery. For the administration of a wide variety of therapeutic agents where precise control is required. Unit provides individual control to IV lines simultaneously.
M4655 | Stretcher, Mobile, CRS, 9 Position | 1 | VV | Mobile stretcher. All corrosion resistant stainless steel construction. It consists of a tubular frame with side rails, a 9-position hydraulic base with pneumatic fowler adjustment, and a 2" pad. Unit is mounted on 8" conductive casters. Designed for patient transport as well as for minor surgical procedures.
M7470 | Light, Surgical, Ceiling, Single, Small | 1 | CC | Ceiling mounted surgical light. Consists of a single lamp head up to 24" in diameter depending on the manufacturer. Unit provides heat filtered, color corrected light. Most lights require a minimum ceiling height of 8 feet 2 inches; check manufacturers' specific recommendations. Light head is in a movable yoke attached to a column hanging from the ceiling. For minor surgery and obstetrical procedures. Physical dimensions refer to the retracted light; one length of the dual swing arm around the center mount for width and depth and the height is the combined lamp head and folded arms height.
M8810 | Stand, Mayo | 1 | VV | Adjustable instrument table. Table is corrosion resistant stainless steel construction and is mounted on two casters with two skid rails. It has telescopic upright adjusts from 39 inches to 60 inches with automatic locking device, and removable 13"x19" instrument tray. Designed for use in operating and procedure rooms.
P3100 | Lavatory, Vitreous China, Slab Type | 1 | CC | Wall mounted, slab type, vitreous china, lavatory (approximate bowl size 7"x15"x10") with: faucet holes on 4" centers; gooseneck spout; wrist blade handles; and grid strainer. It shall be suitable for use in clinics, offices, washrooms or patient care area.
8 - SB203 - SCI LTC Ngbrhd Ctr Male Toilet, Bldg Sprt | 8 - SB203 - SCI LTC Ngbrhd Ctr Male Toilet, Bldg Sprt | 8 - SB203 - SCI LTC Ngbrhd Ctr Male Toilet, Bldg Sprt | 8 - SB203 - SCI LTC Ngbrhd Ctr Male Toilet, Bldg Sprt | 8 - SB203 - SCI LTC Ngbrhd Ctr Male Toilet, Bldg Sprt
JSN | NAME | QTY | ACQ/INS | DESCRIPTION
A1067 | Mirror, Float Glass, ADA Accessible | 1 | CC | A high quality 1/4" polished float glass mirror with a stainless steel frame. Frame holds mirror in a tilted position for accessibility and compliance with ADA requirements. Mirror has a galvanized steel back secured to frame with concealed screws with integral horizontal hanging brackets. Mirror shall be approximately 18" wide and 36" high. Other sizes are available.
A4995 | Table, Diaper Changing, Wall Mounted | 1 | CC | Wall mounted diaper changing table for use in public restrooms. Unit is a fold down system that folds upward when not in use for minimal intrusion into the room. Changing surface is contoured and has safety belt to insure that an infant will not fall from the table. Table is designed to hold no less than 250 pounds static weight. Closed dimensions are approximately 21" H x 36" W x 5" D. Open dimensions vary according to style. One system's open dimensions are 15 " high, 32" wide and 19" deep.
A5075 | Dispenser, Soap, Disposable | 1 | VV | Disposable soap dispenser. One-handed dispensing operation. Designed to accommodate disposable soap cartridge and valve.
A5082 | Dispenser, Paper Towel, Sensor, Hands Free | 1 | CC | A surface mounted, sensor activated, automatic, roll paper towel dispenser. The unit dispenses a paper towel automatically only when hands are place in position below the dispenser for maximum sanitation and hygiene. May include adjustable settings for sheet length, time delay, and sensor range. Unit is battery operated or with optional AC power adapter.
A5109 | Grab Bar, 1-1/4" Dia., SS, 2 Wall, W/C Accessible | 1 | CC | A 1-1/4" diameter, satin finish stainless steel, peened gripping surface, 2 wall toilet stall/ room, grab bar with concealed mounting flanges. Snap over flanges are provided to conceal mounting screws. A selection of mounting kits and concealed anchor devices are available from the manufacturers for different types of installations. Grab bar shall comply with barrier-free accessibility guidelines for structural strength. For typical water closet applications in toilet stalls and rooms where ADA (American's With Disabilities Act) requirements must be met.
A5145 | Hook, Garment, Double, SS, Surface Mounted | 1 | CC | A surface mounted, satin finish stainless steel, double garment hook. Equipped with a concealed mounting bracket that is secured to a concealed wall plate. For general purpose use throughout the facility to hang various items of apparel.
A5200 | Dispenser, Toilet Tissue, SS, 2-Roll, Surface Mntd | 1 | CC | A concealed surface mounted, double roll, satin finish stainless steel, toilet tissue dispenser. Unit accommodates two standard-core toilet tissue rolls through 5" in diameter. Spindles are chrome plated plastic with a heavy-duty internal spring and turn freely for non-controlled delivery. For general purpose use in restrooms.
CT025 | Countertop, Solid Surface with Sink Combination | 1 | CC | A solid, nonporous countertop approximately 36"W x 22"D with a undercounter sink combination. The countertop is an acrylic-based solid surface product with a standard thickness of 1", and a 4" butt backsplash/curb. Surfaces will be easy to clean and maintain. Also referred to as a work surface or work top with sink. Available in a choice of colors, depths and sink shapes. Used for various applications in patient rooms, restrooms and throughout the facility. Usually a part of a casework interior design program. Unit does not include the drain and faucet.
F2015 | Basket, Wastepaper, Metal/Plastic,2 Swinging Doors | 1 | VV | Metal receptacle for soiled / used towels or waste. Equipped with a removable tapered top with two independently operating self-closing, spring hinged doors. Used in public facilities for the collection and temporary storage of refuse.
P9050 | Toilet, Wall Hung, Siphon Jet | 1 | CC | Siphon jet water closet/ toilet. This unit is wall hung with an elongated bowl, top spud flushometer, seat with open front and check hinge, and carrier. Used in restrooms throughout the health care facility.
9 - SB202 - SCI LTC Ngbrhd Ctr Female Toilet, Bldg Sprt | 9 - SB202 - SCI LTC Ngbrhd Ctr Female Toilet, Bldg Sprt | 9 - SB202 - SCI LTC Ngbrhd Ctr Female Toilet, Bldg Sprt | 9 - SB202 - SCI LTC Ngbrhd Ctr Female Toilet, Bldg Sprt | 9 - SB202 - SCI LTC Ngbrhd Ctr Female Toilet, Bldg Sprt
JSN | NAME | QTY | ACQ/INS | DESCRIPTION
A1067 | Mirror, Float Glass, ADA Accessible | 1 | CC | A high quality 1/4" polished float glass mirror with a stainless steel frame. Frame holds mirror in a tilted position for accessibility and compliance with ADA requirements. Mirror has a galvanized steel back secured to frame with concealed screws with integral horizontal hanging brackets. Mirror shall be approximately 18" wide and 36" high. Other sizes are available.
A4995 | Table, Diaper Changing, Wall Mounted | 1 | CC | Wall mounted diaper changing table for use in public restrooms. Unit is a fold down system that folds upward when not in use for minimal intrusion into the room. Changing surface is contoured and has safety belt to insure that an infant will not fall from the table. Table is designed to hold no less than 250 pounds static weight. Closed dimensions are approximately 21" H x 36" W x 5" D. Open dimensions vary according to style. One system's open dimensions are 15 " high, 32" wide and 19" deep.
A5075 | Dispenser, Soap, Disposable | 1 | VV | Disposable soap dispenser. One-handed dispensing operation. Designed to accommodate disposable soap cartridge and valve.
A5082 | Dispenser, Paper Towel, Sensor, Hands Free | 1 | CC | A surface mounted, sensor activated, automatic, roll paper towel dispenser. The unit dispenses a paper towel automatically only when hands are place in position below the dispenser for maximum sanitation and hygiene. May include adjustable settings for sheet length, time delay, and sensor range. Unit is battery operated or with optional AC power adapter.
A5090 | Disposal, Sanitary Napkin, SS, Surface Mounted | 1 | CC | A surface mounted, satin finish stainless steel, sanitary napkin disposal. Disposal features a flip-up cover, secured to the container by a heavy duty stainless steel piano-hinge. Disposal may be secured to wall or toilet partition. For general purpose use in female toilet stalls or rooms and uni-sex toilet rooms.
A5109 | Grab Bar, 1-1/4" Dia., SS, 2 Wall, W/C Accessible | 1 | CC | A 1-1/4" diameter, satin finish stainless steel, peened gripping surface, 2 wall toilet stall/ room, grab bar with concealed mounting flanges. Snap over flanges are provided to conceal mounting screws. A selection of mounting kits and concealed anchor devices are available from the manufacturers for different types of installations. Grab bar shall comply with barrier-free accessibility guidelines for structural strength. For typical water closet applications in toilet stalls and rooms where ADA (American's With Disabilities Act) requirements must be met.
A5145 | Hook, Garment, Double, SS, Surface Mounted | 1 | CC | A surface mounted, satin finish stainless steel, double garment hook. Equipped with a concealed mounting bracket that is secured to a concealed wall plate. For general purpose use throughout the facility to hang various items of apparel.
A5200 | Dispenser, Toilet Tissue, SS, 2-Roll, Surface Mntd | 1 | CC | A concealed surface mounted, double roll, satin finish stainless steel, toilet tissue dispenser. Unit accommodates two standard-core toilet tissue rolls through 5" in diameter. Spindles are chrome plated plastic with a heavy-duty internal spring and turn freely for non-controlled delivery. For general purpose use in restrooms.
CT025 | Countertop, Solid Surface with Sink Combination | 1 | CC | A solid, nonporous countertop approximately 36"W x 22"D with a undercounter sink combination. The countertop is an acrylic-based solid surface product with a standard thickness of 1", and a 4" butt backsplash/curb. Surfaces will be easy to clean and maintain. Also referred to as a work surface or work top with sink. Available in a choice of colors, depths and sink shapes. Used for various applications in patient rooms, restrooms and throughout the facility. Usually a part of a casework interior design program. Unit does not include the drain and faucet.
F2015 | Basket, Wastepaper, Metal/Plastic,2 Swinging Doors | 1 | VV | Metal receptacle for soiled / used towels or waste. Equipped with a removable tapered top with two independently operating self-closing, spring hinged doors. Used in public facilities for the collection and temporary storage of refuse.
P9050 | Toilet, Wall Hung, Siphon Jet | 1 | CC | Siphon jet water closet/ toilet. This unit is wall hung with an elongated bowl, top spud flushometer, seat with open front and check hinge, and carrier. Used in restrooms throughout the health care facility.
10 - RSC48 - LTC Ngbrhd Ctr Multipurpose Recreation Storage Room, SCI | 10 - RSC48 - LTC Ngbrhd Ctr Multipurpose Recreation Storage Room, SCI | 10 - RSC48 - LTC Ngbrhd Ctr Multipurpose Recreation Storage Room, SCI | 10 - RSC48 - LTC Ngbrhd Ctr Multipurpose Recreation Storage Room, SCI | 10 - RSC48 - LTC Ngbrhd Ctr Multipurpose Recreation Storage Room, SCI
JSN | NAME | QTY | ACQ/INS | DESCRIPTION
M2055 | Shelving, Storage, Wire, CRS, w/Adjustable Shelves | 2 | VV | Stationary, wire, shelving unit. Unit has fully adjustable shelves constructed of stainless steel. For use in general purpose storage areas. Shelving is provided in various sizes and configurations. Price provided is for a unit approximately 74"H x 18"D x 48"W with four shelves.
19 - SCI/D CENTER LONG TERM CARE NEIGHBORHOOD CENTER (LTC-NC) SUPPORT AREA | 19 - SCI/D CENTER LONG TERM CARE NEIGHBORHOOD CENTER (LTC-NC) SUPPORT AREA | 19 - SCI/D CENTER LONG TERM CARE NEIGHBORHOOD CENTER (LTC-NC) SUPPORT AREA | 19 - SCI/D CENTER LONG TERM CARE NEIGHBORHOOD CENTER (LTC-NC) SUPPORT AREA | 19 - SCI/D CENTER LONG TERM CARE NEIGHBORHOOD CENTER (LTC-NC) SUPPORT AREA
1 - RSC51 - LTC Ngbrhd Ctr General Storage Room, SCI | 1 - RSC51 - LTC Ngbrhd Ctr General Storage Room, SCI | 1 - RSC51 - LTC Ngbrhd Ctr General Storage Room, SCI | 1 - RSC51 - LTC Ngbrhd Ctr General Storage Room, SCI | 1 - RSC51 - LTC Ngbrhd Ctr General Storage Room, SCI
JSN | NAME | QTY | ACQ/INS | DESCRIPTION
M2055 | Shelving, Storage, Wire, CRS, w/Adjustable Shelves | 4 | VV | Stationary, wire, shelving unit. Unit has fully adjustable shelves constructed of stainless steel. For use in general purpose storage areas. Shelving is provided in various sizes and configurations. Price provided is for a unit approximately 74"H x 18"D x 48"W with four shelves.
2 - RSC53 - LTC Ngbrhd Ctr Respiratory Therapy Equipment Storage Room, SCI | 2 - RSC53 - LTC Ngbrhd Ctr Respiratory Therapy Equipment Storage Room, SCI | 2 - RSC53 - LTC Ngbrhd Ctr Respiratory Therapy Equipment Storage Room, SCI | 2 - RSC53 - LTC Ngbrhd Ctr Respiratory Therapy Equipment Storage Room, SCI | 2 - RSC53 - LTC Ngbrhd Ctr Respiratory Therapy Equipment Storage Room, SCI
JSN | NAME | QTY | ACQ/INS | DESCRIPTION
M2055 | Shelving, Storage, Wire, CRS, w/Adjustable Shelves | 4 | VV | Stationary, wire, shelving unit. Unit has fully adjustable shelves constructed of stainless steel. For use in general purpose storage areas. Shelving is provided in various sizes and configurations. Price provided is for a unit approximately 74"H x 18"D x 48"W with four shelves.
3 - SB244 - SCI LTC Ngbrhd Ctr Housekeeping Aides Closet (HAC), Bldg Sprt | 3 - SB244 - SCI LTC Ngbrhd Ctr Housekeeping Aides Closet (HAC), Bldg Sprt | 3 - SB244 - SCI LTC Ngbrhd Ctr Housekeeping Aides Closet (HAC), Bldg Sprt | 3 - SB244 - SCI LTC Ngbrhd Ctr Housekeeping Aides Closet (HAC), Bldg Sprt | 3 - SB244 - SCI LTC Ngbrhd Ctr Housekeeping Aides Closet (HAC), Bldg Sprt
JSN | NAME | QTY | ACQ/INS | DESCRIPTION
A5075 | Dispenser, Soap, Disposable | 1 | VV | Disposable soap dispenser. One-handed dispensing operation. Designed to accommodate disposable soap cartridge and valve.
A5080 | Dispenser, Paper Towel, SS, Surface Mounted | 1 | CC | A surface mounted, satin finish stainless steel, single-fold, paper towel dispenser. Dispenser features: tumbler lock; front hinged at bottom; and refill indicator slot. Minimum capacity 400 single-fold paper towels. For general purpose use throughout the facility.
A5107 | Dispenser, Glove, Surgical/Examination, Wall Mntd | 1 | VV | Examination three (Small Medium, Large) glove dispenser box for wall mounting. Fabricated of either cold rolled steel with a white baked enamel finish, plastic or acrylic. Hardware not included, Option 3 powder coated steel.
A5135 | Shelf, Utility W/ Mop/Broom Holders, SS, Surf Mntd | 1 | CC | A surface mounted, satin finish stainless steel, utility shelf with a maximum of 6 mop/broom holders and 5 rag hooks. Utility shelf features: 8" deep shelf; mounting brackets welded to shelf; spring activated rubber cam holders; and drying rod. Unit is available in various widths 30" (minimum, 3 holders and 2 hooks) to 48" (maximum, 6 holders and 5 hooks). For use in janitor closets. Pricing based on a 36" width.
F0500 | Cart, Janitor's | 1 | VV | Janitors cart, 38" high X 66" wide X 20" deep with 25 gallon heavy duty collection bag. Accommodations for locking vault and janitorial support items (broom, dust pan, chemicals, mop and mop bucket; not included).
F0505 | Bucket, Mop, With Wringer, 26 Quart | 1 | VV | Mobile mop bucket / wringer combination, approximately 35" H x 17" W x 22" D with four 2" casters. Total capacity is 26 quarts. Unit used for general hard surface floor maintenance.
P2000 | Eyewash, Wall Mounted, Hands-Free | 1 | CC | Wall mounted emergency eye wash station. The flow of water from the unit is activated by hand. Upon initiation of water flow the unit will operate hands free to provide streams of water to clear foreign particles or dilute caustic liquids from the eyes in emergency situations. Used in laboratories and areas of the hospital where employees are subject to foreign bodies or liquid material to the eyes.
P2451 | Valve, Mixing, Thermostatic, Eyewash | 1 | CC | Emergency tempering valve thermostatically mixes hot and cold water to provide a safe fluid supply for a single emergency eye/face wash with a flow rate of 10 gpm (38.8L)
P4700 | Sink, Mop, Molded Stone | 1 | CC | Mop service sink approximately 10"H x 36"W x 24"D. Also called a mop service basin and a mop receptor. Unit is made of molded stone and is a one piece item. It shall include a service faucet hose, hose bracket and mop hanger. Used in utility rooms for cleaning mops and floor cleaning equipment.
4 - SB687 - SCI LTC Ngbrhd Ctr Receiving / Breakdown Room, Lgstcs Svc | 4 - SB687 - SCI LTC Ngbrhd Ctr Receiving / Breakdown Room, Lgstcs Svc | 4 - SB687 - SCI LTC Ngbrhd Ctr Receiving / Breakdown Room, Lgstcs Svc | 4 - SB687 - SCI LTC Ngbrhd Ctr Receiving / Breakdown Room, Lgstcs Svc | 4 - SB687 - SCI LTC Ngbrhd Ctr Receiving / Breakdown Room, Lgstcs Svc
JSN | NAME | QTY | ACQ/INS | DESCRIPTION
F2016 | Waste Receptacle, 40 GAL | 1 | VV | Rectangular steel waste receptacle with step-on lid and a 40 gallon capacity. The receptacle is used to collect and temporarily store small quantities of paper refuse. Can be used in restrooms, patient areas, laboratories, pharmacies, etc.
20 - SCI/D CENTER LONG TERM CARE NEIGHBORHOOD CENTER (LTC-NC) STAFF AND ADMINISTRATIVE AREA | 20 - SCI/D CENTER LONG TERM CARE NEIGHBORHOOD CENTER (LTC-NC) STAFF AND ADMINISTRATIVE AREA | 20 - SCI/D CENTER LONG TERM CARE NEIGHBORHOOD CENTER (LTC-NC) STAFF AND ADMINISTRATIVE AREA | 20 - SCI/D CENTER LONG TERM CARE NEIGHBORHOOD CENTER (LTC-NC) STAFF AND ADMINISTRATIVE AREA | 20 - SCI/D CENTER LONG TERM CARE NEIGHBORHOOD CENTER (LTC-NC) STAFF AND ADMINISTRATIVE AREA
1 - SS204 - SCI LTC Ngbrhd Ctr Coordinator Office, Stff Sprt | 1 - SS204 - SCI LTC Ngbrhd Ctr Coordinator Office, Stff Sprt | 1 - SS204 - SCI LTC Ngbrhd Ctr Coordinator Office, Stff Sprt | 1 - SS204 - SCI LTC Ngbrhd Ctr Coordinator Office, Stff Sprt | 1 - SS204 - SCI LTC Ngbrhd Ctr Coordinator Office, Stff Sprt
JSN | NAME | QTY | ACQ/INS | DESCRIPTION
A1010 | Telecommunication Outlet | 2 | VV | Telecommunication outlet location.
A1015 | Telephone, Desk, Multiple Line | 1 | VV | Telephone, desk, multiple line.
A5145 | Hook, Garment, Double, SS, Surface Mounted | 1 | CC | A surface mounted, satin finish stainless steel, double garment hook. Equipped with a concealed mounting bracket that is secured to a concealed wall plate. For general purpose use throughout the facility to hang various items of apparel.
E0078 | Workstation, L-Shaped w/Peninsula, Free Std, 78x72 | 1 | VV | This section will provide a whole work station typical to quickly plan work areas in clinical or administrative spaces. There will be a price decrease if typical work stations are used with vertical hanging strips instead of panels. THIS TYPICAL INCLUDES: 4 standard solid panels; 2 panel connectors, 2-way corner; 1 panel-to-panel connector; 2 finished end hardware; 1 cantilevered work surface; 1 peninsula work surface; 2 lockable flipper units; 2 shelf, storage/display; 2 lights; 1 tack board, 48"W; 1 tool rail, 30"W; 1 paper tray; 1 diagonal tray; 1 adjustable keyboard tray; 1 mobile pedestal, box/file.
F0110 | Bookcase, 3 Shelf | 1 | VV | Freestanding open metal shelf book case, approximately 60" high X 36" wide X 18" deep with three (3) adjustable shelves and four (4) non-marking floor glides.
F0205 | Chair, Side With Arms | 2 | VV | Upholstered side chair, 32" high X 21" wide X 23" deep with arms, padded seats and padded backs. Seat height is a minimum of 17". Available with or without sled base.
F0275 | Chair, Swivel, High Back | 1 | VV | Highback contemporary swivel chair, 41" high X 23" wide X 23" deep with five (5) caster swivel base and arms. Chair may be used at desks or in conference rooms. Back and seat are foam padded and upholstered with either woven textile fabric or vinyl.
F0420 | Cabinet, Filing, Lateral, Half Height | 1 | VV | Half height two (2) or three (3) drawer lateral filing cabinet, 28" high X 42" wide X 18" deep with recessed handles, locking device and drawer label holders. Drawers are adaptable to either letter or legal size materials.
F2000 | Basket, Wastepaper, Fire Resistant | 1 | VV | Wastepaper basket, fire resistant, approximately 40 quart capacity. This unit is used to collect and temporarily store small quantities of paper refuse in patient rooms, administrative areas and nursing stations. Size and shape varies depending on the application and manufacturer selected.
F3200 | Clock, Battery, 12" Diameter | 1 | VV | Clock, 12" diameter. Round surface, easy to read numbers with sweep second hand. Wall mounted unit for use when impractical to install a fully synchronized clock system. Battery operated, (batteries not included).
M1801 | Computer, Microprocessing, w/Flat Panel Monitor | 1 | VV | Desk top microprocessing computer. The unit shall consist of a central processing mini tower, flat panel monitor, keyboard, mouse and speakers. The system shall have the following minimum characteristics: a 2.8 GHz Pentium processor; 512 MB memory; 80GB hard drive; 32/48x CD-ROMDVD combo; 1.44MB network interface card; video 32 MB NVIDIA; a 18 inch flat panel monitor. The computer is used throughout the facility to input, manipulate and retrieve information.
21 - SCI/D CENTER LONG TERM CARE NEIGHBORHOOD CENTER PHYSICAL THERAPY (LTC-NC-PT) AREA | 21 - SCI/D CENTER LONG TERM CARE NEIGHBORHOOD CENTER PHYSICAL THERAPY (LTC-NC-PT) AREA | 21 - SCI/D CENTER LONG TERM CARE NEIGHBORHOOD CENTER PHYSICAL THERAPY (LTC-NC-PT) AREA | 21 - SCI/D CENTER LONG TERM CARE NEIGHBORHOOD CENTER PHYSICAL THERAPY (LTC-NC-PT) AREA | 21 - SCI/D CENTER LONG TERM CARE NEIGHBORHOOD CENTER PHYSICAL THERAPY (LTC-NC-PT) AREA
1 - RSC61 - LTC Ngbrhd Ctr Physical Therapy (PT) Room, SCI | 1 - RSC61 - LTC Ngbrhd Ctr Physical Therapy (PT) Room, SCI | 1 - RSC61 - LTC Ngbrhd Ctr Physical Therapy (PT) Room, SCI | 1 - RSC61 - LTC Ngbrhd Ctr Physical Therapy (PT) Room, SCI | 1 - RSC61 - LTC Ngbrhd Ctr Physical Therapy (PT) Room, SCI
JSN | NAME | QTY | ACQ/INS | DESCRIPTION
A1014 | Telephone, Wall Mounted, 1 Line, With Speaker | 1 | VV | Telephone, wall mounted, 1 line, with speaker.
A1080 | Mirror, Posture, Wall Mounted | 1 | CC | Wall mounted posture mirror. Consists of a 1/4" plate glass in a sturdy corrosion resistant frame with water proof back. For educational and therapy programs.
A1082 | Mirror, Posture, Mobile | 1 | VV | Mobile single panel full-body mirror constructed of high quality, distortion-free glass with ANSI safety backing. Framed in finished oak laminate frame and base, mounted on two inch diameter swiveling casters.
A1200 | Lift System, Overhead, Patient Room | 1 | VC | An overhead rail system specifically designed for patient lifting and movement for a single bed patient room. The system will consist of recessed or ceiling mounted primary and secondary rails, lift motor with rolling carriage, patient harness or seat, and a hand controller or control box with charger. System will facilitate lifting and movement of patient to and from bed to gurney, chair or other requirement. Minimum lift capability is 550 pounds. Custom design of track layout by manufacturer is essential to meet individual facility requirements.
A5075 | Dispenser, Soap, Disposable | 1 | VV | Disposable soap dispenser. One-handed dispensing operation. Designed to accommodate disposable soap cartridge and valve.
A5077 | Dispenser, Hand Sanitizer, Hands-Free | 1 | VV | A touch free wall-mounted hand sanitizer dispenser. For use throughout a healthcare facility. Unit does not include the sanitizing liquid. Units are battery operated.
A5082 | Dispenser, Paper Towel, Sensor, Hands Free | 1 | CC | A surface mounted, sensor activated, automatic, roll paper towel dispenser. The unit dispenses a paper towel automatically only when hands are place in position below the dispenser for maximum sanitation and hygiene. May include adjustable settings for sheet length, time delay, and sensor range. Unit is battery operated or with optional AC power adapter.
A5107 | Dispenser, Glove, Surgical/Examination, Wall Mntd | 1 | VV | Examination three (Small Medium, Large) glove dispenser box for wall mounting. Fabricated of either cold rolled steel with a white baked enamel finish, plastic or acrylic. Hardware not included, Option 3 powder coated steel.
A5180 | Track, Cubicle, Surface Mounted, With Curtain | 1 | VV | Surface mounted cubicle track, with curtain. Track constructed of thick extruded aluminum. Equipped with self lubricating carriers, beaded drop chain hooks, and flame resistant curtain. To include removable end caps. Designed to be suspended around patient areas where privacy is needed. Price listed is per foot of the track, curtains to be priced per quote.
C04E0 | Cabinet, U/C/B, 1 Shelf, 1 Drawer, 2 DO, 36x36x22 | 1 | CC | Standing height under counter base cabinet with an adjustable shelf and a full width drawer above solid hinged doors. Also referred to as a combination cabinet or a drawer and cupboard cabinet. For general purpose use throughout the facility.
C04P0 | Cabinet, Sink, U/C/B, 2 Door, 36x36x22 | 1 | CC | Standing height under counter base sink cabinet with solid hinged doors. Also referred to as a double-door sink cabinet. For general purpose use throughout the facility where a sink is to be used. Coordinate actual clear cabinet dimension with the actual outside dimension of sink that is specified to ensure that they are compatible.
CE090 | Cabinet, W/H, 2 SH, 2 GDO, Sloping Top, 41x36x16 | 2 | CC | Wall hung cabinet with two adjustable shelves, framed-glass hinged doors, and sloping top. Also referred to as a framed-glass hinged double door wall case. For general purpose use throughout the facility.
CT020 | Countertop, Solid Surface | 1 | CC | A solid, nonporous countertop with a smooth seamless appearance. Easy to clean and maintain and with proper cleaning does not support the growth of mold. An acrylic-based solid surface product. Standard thickness of 1", and a 4" butt backsplash/curb. Also referred to as a work surface or work top. Available in a choice of colors and depths. Used in lab and other hospital areas requiring optimum physical and chemical resisting properties.
CT025 | Countertop, Solid Surface with Sink Combination | 1 | CC | A solid, nonporous countertop approximately 36"W x 22"D with a undercounter sink combination. The countertop is an acrylic-based solid surface product with a standard thickness of 1", and a 4" butt backsplash/curb. Surfaces will be easy to clean and maintain. Also referred to as a work surface or work top with sink. Available in a choice of colors, depths and sink shapes. Used for various applications in patient rooms, restrooms and throughout the facility. Usually a part of a casework interior design program. Unit does not include the drain and faucet.
E0945 | Cart, Computer, Mobile | 1 | VV | A mobile computer cart for use throughout the facility. The cart dimensions will be approximately 45" H x 30" W x 22" D with casters. May include drawers and miscellaneous other accessories that will be determined at time of purchase. This Typical may include: 1 Cart Body, w/Computer Support, Style-A Narrow, w/Raised Edge Top 1 Flip-Up Shelf 1 Sharps Container Holder 1 Wastebasket 1 Chart Holder 2 Drawers, 3"H 2 Drawers, 6"H 3 Accessory Rail, Side Drawer Organizer Bins
E0948 | Cart, General Storage, Mobile, 42"H x 32"W x 22"D | 1 | VV | THIS TYPICAL INCLUDES: 1 Cart Body, Style-A Narrow, w/Raised Edge Top 2 Drawers, 3" H 4 Drawers, 6" H 1 Accessory Rail, Side Drawer Organizer Bins
F0205 | Chair, Side With Arms | 1 | VV | Upholstered side chair, 32" high X 21" wide X 23" deep with arms, padded seats and padded backs. Seat height is a minimum of 17". Available with or without sled base.
F0340 | Stool, Self Adjusting | 2 | VV | Self adjusting stool. Consists of a foam padded upholstered seat with attached foot rest for added comfort. Mounted on swivel casters. Designed for doctor's use during examinations.
F2000 | Basket, Wastepaper, Fire Resistant | 2 | VV | Wastepaper basket, fire resistant, approximately 40 quart capacity. This unit is used to collect and temporarily store small quantities of paper refuse in patient rooms, administrative areas and nursing stations. Size and shape varies depending on the application and manufacturer selected.
F2017 | Waste Receptacle, 24 GAL | 2 | VV | Rectangular steel waste receptacle with step-on lid and 24 gallon capacity. The receptacle is used to collect and temporarily store small quantities of paper refuse. Can be used in restrooms, patient areas, laboratories, pharmacies, etc.
F3200 | Clock, Battery, 12" Diameter | 2 | VV | Clock, 12" diameter. Round surface, easy to read numbers with sweep second hand. Wall mounted unit for use when impractical to install a fully synchronized clock system. Battery operated, (batteries not included).
G0144 | Ergometer, Recumbent Stepper | 2 | VV | Seated stepping ergometer for total body, arms and/or legs low impact conditioning. The unit features a closed kinetic chain action which combines reciprocal stepping and arm action. The arm settings and seat are adjustable. A battery operated performance computer allows for adjusting workload level. The unit has a heavy duty steel frame construction with low-density plastic covers.
M0515 | Television, HD, 40" Class | 2 | VV | High definition (HDTV) multimedia flat panel LED 40" class display television. The TV will have a 16:9 wide screen aspect ratio, minimum of 1920 x 1080 display resolution, digital tuner, minimum refresh rate of 60Hz, minimum of two HDMI ports and 1 USB port ENERGY STAR certified.
M1801 | Computer, Microprocessing, w/Flat Panel Monitor | 2 | VV | Desk top microprocessing computer. The unit shall consist of a central processing mini tower, flat panel monitor, keyboard, mouse and speakers. The system shall have the following minimum characteristics: a 2.8 GHz Pentium processor; 512 MB memory; 80GB hard drive; 32/48x CD-ROMDVD combo; 1.44MB network interface card; video 32 MB NVIDIA; a 18 inch flat panel monitor. The computer is used throughout the facility to input, manipulate and retrieve information.
M1825 | Printer, Computer | 1 | VV | High resolution computer printer with a variety of type styles and sheet/envelope feeder trays. Database information reflects network ready, medium duty office style laser printers. Other types of printers (bubble jet, dot matrix, line or plotter) as well as light or heavy use capabilities are available.
M2055 | Shelving, Storage, Wire, CRS, w/Adjustable Shelves | 1 | VV | Stationary, wire, shelving unit. Unit has fully adjustable shelves constructed of stainless steel. For use in general purpose storage areas. Shelving is provided in various sizes and configurations. Price provided is for a unit approximately 74"H x 18"D x 48"W with four shelves.
M3070 | Hamper, Linen, Mobile, w/Lid | 2 | VV | Mobile linen hamper with hand or foot operated lid. Made of heavy tubular stainless steel with heavy gauge welded steel platform. Holds 25" hamper bags. Mounted on ball bearing casters. For linen transport in hospitals and clinics.
M8077 | Lift, Patient, Mobile, Non-Powered, Sit to Stand | 1 | VV | Mobile, non-powered patient transfer device that can support a minimum of 400 lbs. Device should consist of a patient foot plate, knee pads, support straps, heavy duty locking casters and handle bar for stability.
M8115 | Conditioner, Cold Treatment Pack | 1 | VV | Refrigeration unit for twelve cold therapy packs. Unit features thermostatic temperature control, automatic defrosting and refrigeration grade insulation. Interior chamber is designed to facilitate periodic cleaning. Smaller capacity models are available.
M8120 | Therapy Unit, Hydroculator | 1 | VV | Moist Heat Therapy Unit, also referred as a Hydrocollator Heating Unit, are used to apply effective heat to hot packs used in moist heat therapy. Unit is supplied ready for immediate use and requires no special plumbing. Unit features: stainless steel insulated wall, thermostatically controlled, casters ( mobile units only), and standard size Hot Packs. Other unit sizes and accessories (variety of hot packs, tongs, side table rack, etc.) are available.
M8133 | Ergometer, Upper Body | 1 | VV | Ergometer for measuring upper body exertion during an exercise regimen. The unit consists of a seat and a hand crank mechanism at shoulder height. The unit is used for physical rehabilitation protocols and stress testing. The unit quantifiably measures the effort exerted by the patient.
M8250 | Mat, Exercise | 1 | VV | Exercise mat. Mat is filled with 2" resilient antibacterial foam. Handles are provided for hanging or transporting. Used in physical therapy.
M8305 | Platform, Exercise, w/Mat, Powered | 1 | VV | Exercise platform with power height adjustment. The platform rests on one or two pedestal bases which contain the power mechanism for adjusting the table height. The platform top or removable mattress is covered with heavy duty, nylon-reinforced vinyl for durability. The adjustable height feature is designed to accommodate patients who have difficulty sitting or transferring from a wheelchair as well as providing an optimal working height for the physical therapist once the patient is on the table. Larger and smaller units as well as manual crank platform tables are available.
P3100 | Lavatory, Vitreous China, Slab Type | 1 | CC | Wall mounted, slab type, vitreous china, lavatory (approximate bowl size 7"x15"x10") with: faucet holes on 4" centers; gooseneck spout; wrist blade handles; and grid strainer. It shall be suitable for use in clinics, offices, washrooms or patient care area.
R2202 | Fountain, Water, CRS, Wall Mounted, Handicap | 2 | CC | Drinking water fountain. This unit is semi-recessed and wall mounted at handicap level with an air cooled compressor. The unit provides easy access with push-bar/button. The unit provides cool drinking water in hospitals and commercial office buildings to include access by handicapped persons.
2 - RSC62 - LTC Ngbrhd Ctr Wheelchair Fitting Room, SCI | 2 - RSC62 - LTC Ngbrhd Ctr Wheelchair Fitting Room, SCI | 2 - RSC62 - LTC Ngbrhd Ctr Wheelchair Fitting Room, SCI | 2 - RSC62 - LTC Ngbrhd Ctr Wheelchair Fitting Room, SCI | 2 - RSC62 - LTC Ngbrhd Ctr Wheelchair Fitting Room, SCI
JSN | NAME | QTY | ACQ/INS | DESCRIPTION
A1000 | Extinguisher, Fire | 1 | VV | 10 pound dry chemical fire extinguisher with charging gauge. Other types and sizes are available.
A5075 | Dispenser, Soap, Disposable | 1 | VV | Disposable soap dispenser. One-handed dispensing operation. Designed to accommodate disposable soap cartridge and valve.
A5082 | Dispenser, Paper Towel, Sensor, Hands Free | 1 | CC | A surface mounted, sensor activated, automatic, roll paper towel dispenser. The unit dispenses a paper towel automatically only when hands are place in position below the dispenser for maximum sanitation and hygiene. May include adjustable settings for sheet length, time delay, and sensor range. Unit is battery operated or with optional AC power adapter.
F0230 | Chair, Drafting, Rotary | 1 | VV | Drafting chair approximately 47" high X 20" wide X 20" deep with rotary stool and a 5 (five) star base with casters. Padded seat and back. Foot ring adjusts with chair.
P3000 | Lavatory, Vitreous China, Straight Back | 1 | CC | Wall mounted, vitreous china lavatory (approximate bowl size 7"x15"x10") with: straight-front apron, straight or contoured back; faucet holes on 4" centers; gooseneck spout; wrist blade handles; and grid strainer. It shall be suitable for use in clinics, offices, washrooms or patient care areas.
T0801 | Workbench, Electric, Pedestal Base | 1 | VV | Electrical workbench approximately 34" H x 72" W x 36" D. Characteristics/components include butcher block maple top; with two drawer or door pedestals and an electronic riser wiring kit. This workbench is used in wood and metal workshops. Workbench is a mix and match construction and can be configured to end users needs.
T1000 | Cabinet, Tool, Mobile, With Mechanics Tool Chest | 1 | VV | Tool cabinet and chest. Characteristics/components include: a mobile tool cabinet with 5 inch casters; shall have a minimum of 7 tamper-proof drawers; and have an internal drawer locking system that prevents unintentional drawer openings. The mechanics tool chest shall be capable of sitting on top of the mobile tool cabinet. It shall have a minimum of 10 tamper-proof drawers and have an internal drawer locking system that prevents unintentional drawer opening. All drawers shall lock automatically when the lid is closed. Shall have a partitioned top till that holds the lift-out trays equipped with socket dividers.
T4000 | Hoist, Chain, 1/2 Ton Capacity, 7 Foot Lift | 1 | VV | Chain hoist. Characteristics/components include minimum 1/2 ton capacity; trolley that can be used with any hook suspended hoist; and a hoist that features a hardened load chain for optimum strength, flexibility and long wear.
3 - RSC63 - LTC Ngbrhd Ctr Physical Therapist Treatment Station, SCI | 3 - RSC63 - LTC Ngbrhd Ctr Physical Therapist Treatment Station, SCI | 3 - RSC63 - LTC Ngbrhd Ctr Physical Therapist Treatment Station, SCI | 3 - RSC63 - LTC Ngbrhd Ctr Physical Therapist Treatment Station, SCI | 3 - RSC63 - LTC Ngbrhd Ctr Physical Therapist Treatment Station, SCI
JSN | NAME | QTY | ACQ/INS | DESCRIPTION
A1010 | Telecommunication Outlet | 2 | VV | Telecommunication outlet location.
A1015 | Telephone, Desk, Multiple Line | 1 | VV | Telephone, desk, multiple line.
E0123 | Workstation, Straight, Free Standing, 72" W | 1 | VV | This JSN will provide a whole work station typical to quickly plan work in areas in clinical or administrative spaces. There will be a price decrease if typical work stations are used with vertical hanging strips instead of panels. THIS TYPICAL INCLUDES: 4 Standard Solid Panels 2 Panel Connectors, 2-Way Corner 1 Panel-to-Panel Connector 2 Finished End Hardware 1 Cantilevered, Work Surface 2 Lockable Flipper Units 2 Shelf, Storage/Displays 2 Lights 1 Tack board 1 Tool Rail 1 Paper Tray 1 Diagonal Tray 1 Adjustable Keyboard Tray 1 Mobile Pedestal, Box/File
F0275 | Chair, Swivel, High Back | 1 | VV | Highback contemporary swivel chair, 41" high X 23" wide X 23" deep with five (5) caster swivel base and arms. Chair may be used at desks or in conference rooms. Back and seat are foam padded and upholstered with either woven textile fabric or vinyl.
F0420 | Cabinet, Filing, Lateral, Half Height | 1 | VV | Half height two (2) or three (3) drawer lateral filing cabinet, 28" high X 42" wide X 18" deep with recessed handles, locking device and drawer label holders. Drawers are adaptable to either letter or legal size materials.
F2000 | Basket, Wastepaper, Fire Resistant | 1 | VV | Wastepaper basket, fire resistant, approximately 40 quart capacity. This unit is used to collect and temporarily store small quantities of paper refuse in patient rooms, administrative areas and nursing stations. Size and shape varies depending on the application and manufacturer selected.
M1801 | Computer, Microprocessing, w/Flat Panel Monitor | 1 | VV | Desk top microprocessing computer. The unit shall consist of a central processing mini tower, flat panel monitor, keyboard, mouse and speakers. The system shall have the following minimum characteristics: a 2.8 GHz Pentium processor; 512 MB memory; 80GB hard drive; 32/48x CD-ROMDVD combo; 1.44MB network interface card; video 32 MB NVIDIA; a 18 inch flat panel monitor. The computer is used throughout the facility to input, manipulate and retrieve information.
4 - SB737 - SCI LTC Ngbrhd Ctr PT Clean Utility Room, Lgstcs Svc | 4 - SB737 - SCI LTC Ngbrhd Ctr PT Clean Utility Room, Lgstcs Svc | 4 - SB737 - SCI LTC Ngbrhd Ctr PT Clean Utility Room, Lgstcs Svc | 4 - SB737 - SCI LTC Ngbrhd Ctr PT Clean Utility Room, Lgstcs Svc | 4 - SB737 - SCI LTC Ngbrhd Ctr PT Clean Utility Room, Lgstcs Svc
JSN | NAME | QTY | ACQ/INS | DESCRIPTION
E0906 | Locker, Supply, General, Wall Mtd, 23"W x 20"D | 1 | VV | THIS TYPICAL INCLUDES: 1 Wall Mounted Rail 1 Locked Storage Container 2 Tray/Shelves 1 Drawer, 3"H 3 Drawers, 6"H 2 Drawers, 9"H 1 Tray/Shelf Divider Drawer Organizer Bins Consider the need for an E0921 to transport the locker from place to place.
E0912 | Locker, Supply, Med Surg, Wall Mtd | 1 | VV | Medical/Surgical Supply locker, Wall Mounted, approximately 23"W x 20"D. THIS TYPICAL INCLUDES: 1 Wall Mounted Rail 1 Locked Storage Container 4 Tray/Shelves 5 Drawers, 3"H 2 Drawers, 6"H 2 Tray/Shelf Dividers Drawer Organizer Bins Consider the need for an E0921 to transport the locker from place to place.
E1500 | Rail, MOD, W/MNTD, HX144XD | 1 | VV | Wall mounted rail used for hanging (mounting) lockers, shelves and drawers on a wall.
F2000 | Basket, Wastepaper, Fire Resistant | 1 | VV | Wastepaper basket, fire resistant, approximately 40 quart capacity. This unit is used to collect and temporarily store small quantities of paper refuse in patient rooms, administrative areas and nursing stations. Size and shape varies depending on the application and manufacturer selected.
5 - SB743 - SCI LTC Ngbrhd Ctr PT Soiled Utility Room, Lgstcs Svc | 5 - SB743 - SCI LTC Ngbrhd Ctr PT Soiled Utility Room, Lgstcs Svc | 5 - SB743 - SCI LTC Ngbrhd Ctr PT Soiled Utility Room, Lgstcs Svc | 5 - SB743 - SCI LTC Ngbrhd Ctr PT Soiled Utility Room, Lgstcs Svc | 5 - SB743 - SCI LTC Ngbrhd Ctr PT Soiled Utility Room, Lgstcs Svc
JSN | NAME | QTY | ACQ/INS | DESCRIPTION
A1012 | Telephone, Wall Mounted, 1 Line | 1 | VV | Telephone, wall mounted, 1 line.
A5075 | Dispenser, Soap, Disposable | 1 | VV | Disposable soap dispenser. One-handed dispensing operation. Designed to accommodate disposable soap cartridge and valve.
A5077 | Dispenser, Hand Sanitizer, Hands-Free | 1 | VV | A touch free wall-mounted hand sanitizer dispenser. For use throughout a healthcare facility. Unit does not include the sanitizing liquid. Units are battery operated.
A5080 | Dispenser, Paper Towel, SS, Surface Mounted | 1 | CC | A surface mounted, satin finish stainless steel, single-fold, paper towel dispenser. Dispenser features: tumbler lock; front hinged at bottom; and refill indicator slot. Minimum capacity 400 single-fold paper towels. For general purpose use throughout the facility.
A5106 | Waste Disposal Unit, Sharps w/Glove Dispenser | 1 | VV | The unit is designed for the disposal of sharps and complies with OSHA guidelines for the handling of sharps. It shall house a 5 quart container and be capable of being mounted on a wall. It shall have a glove dispenser attached. The unit shall be secured by a locked enclosure.
C04F0 | Cabinet, U/C/B, 1 Shelf, 2 Half DR, 2 DO, 36x36x22 | 1 | CC | Standing height under counter base cabinet with an adjustable shelf and two half width drawers above solid hinged doors. Also referred to as a combination cabinet or a drawer and cupboard cabinet. For general purpose use throughout the facility.
C05P0 | Cabinet, Sink, U/C/B, 2 Door, 36x48x22 | 1 | CC | Standing height under counter base sink cabinet with solid hinged doors. Also referred to as a double-door sink cabinet. For general purpose use throughout the facility where a sink is to be used. Coordinate actual clear cabinet dimension with the actual outside dimension of sink that is specified to ensure that they are compatible.
CS200 | Sink, SS, Single Compartment, 12x28x16 ID | 1 | CC | Single compartment stainless steel sink, drop-in, self-rimming, ledge-type, connected with a drain and provided with a mixing faucet. It shall also be provided with pre-punched fixture holes on 4" center, integral back ledge to accommodate deck-mounted fixtures, brushed/polished interior and top surfaces, and sound deadened. Recommended for use in suspended or U/C/B sink cabinets having a high plastic laminate or Chemsurf laminate countertop/work surface. Coordinate actual outside sink dimensions with the actual clear dimension of cabinet specified to ensure that they are compatible. For general purpose use throughout the facility.
CT050 | Countertop, Stainless Steel | 1 | CC | Stainless steel countertop (composition of heavy-gauge Type No. 304 stainless steel) having a smooth satin finish and integral 4" backsplash/curb. Also referred to as a corrosion-resistant steel work surface or work top. Available in various depths. Used in areas where excellent ease of cleaning, abrasion resistance, bacteria resistance, impact resistance, load capacity and moisture resistance, are of concern. Pricing based upon a 24" depth.
F2020 | Can, Trash, 44 Gallon | 1 | VV | Forty four (44) gallon trash can, 32" high X 24" diameter, with lid. Used to collect and transport refuse from a point of origin to point of disposal (example: from soiled utility or a nursing unit to the trash compactor at housekeeping).
P2000 | Eyewash, Wall Mounted, Hands-Free | 1 | CC | Wall mounted emergency eye wash station. The flow of water from the unit is activated by hand. Upon initiation of water flow the unit will operate hands free to provide streams of water to clear foreign particles or dilute caustic liquids from the eyes in emergency situations. Used in laboratories and areas of the hospital where employees are subject to foreign bodies or liquid material to the eyes.
P2450 | Valve, Mixing, Thermostatic | 1 | CC | Thermostatic mixing valve with washout hose. Used with portable whirlpool equipment. Thermostatic valve is used to maintain temperature between 70 and 110 degree Fahrenheit, with a flow rate of 20 gallons a minute. The washout hose assembly is used to wash out tanks after treatment. Used in physical therapy department to provide comfortable water temperature for patient treatments.
P3100 | Lavatory, Vitreous China, Slab Type | 1 | CC | Wall mounted, slab type, vitreous china, lavatory (approximate bowl size 7"x15"x10") with: faucet holes on 4" centers; gooseneck spout; wrist blade handles; and grid strainer. It shall be suitable for use in clinics, offices, washrooms or patient care area.
6 - RSC64 - LTC Ngbrhd Ctr PT Equipment Storage Room, SCI | 6 - RSC64 - LTC Ngbrhd Ctr PT Equipment Storage Room, SCI | 6 - RSC64 - LTC Ngbrhd Ctr PT Equipment Storage Room, SCI | 6 - RSC64 - LTC Ngbrhd Ctr PT Equipment Storage Room, SCI | 6 - RSC64 - LTC Ngbrhd Ctr PT Equipment Storage Room, SCI
JSN | NAME | QTY | ACQ/INS | DESCRIPTION
M2055 | Shelving, Storage, Wire, CRS, w/Adjustable Shelves | 4 | VV | Stationary, wire, shelving unit. Unit has fully adjustable shelves constructed of stainless steel. For use in general purpose storage areas. Shelving is provided in various sizes and configurations. Price provided is for a unit approximately 74"H x 18"D x 48"W with four shelves.
22 - SCI/D CENTER LONG TERM CARE NEIGHBORHOOD CENTER KINESIOTHERAPY (LTC-NC-KT) AREA | 22 - SCI/D CENTER LONG TERM CARE NEIGHBORHOOD CENTER KINESIOTHERAPY (LTC-NC-KT) AREA | 22 - SCI/D CENTER LONG TERM CARE NEIGHBORHOOD CENTER KINESIOTHERAPY (LTC-NC-KT) AREA | 22 - SCI/D CENTER LONG TERM CARE NEIGHBORHOOD CENTER KINESIOTHERAPY (LTC-NC-KT) AREA | 22 - SCI/D CENTER LONG TERM CARE NEIGHBORHOOD CENTER KINESIOTHERAPY (LTC-NC-KT) AREA
1 - RSC71 - LTC Ngbrhd Ctr Kinesiotherapy (KT) Room, SCI | 1 - RSC71 - LTC Ngbrhd Ctr Kinesiotherapy (KT) Room, SCI | 1 - RSC71 - LTC Ngbrhd Ctr Kinesiotherapy (KT) Room, SCI | 1 - RSC71 - LTC Ngbrhd Ctr Kinesiotherapy (KT) Room, SCI | 1 - RSC71 - LTC Ngbrhd Ctr Kinesiotherapy (KT) Room, SCI
JSN | NAME | QTY | ACQ/INS | DESCRIPTION
A1014 | Telephone, Wall Mounted, 1 Line, With Speaker | 1 | VV | Telephone, wall mounted, 1 line, with speaker.
A1080 | Mirror, Posture, Wall Mounted | 1 | CC | Wall mounted posture mirror. Consists of a 1/4" plate glass in a sturdy corrosion resistant frame with water proof back. For educational and therapy programs.
A1082 | Mirror, Posture, Mobile | 1 | VV | Mobile single panel full-body mirror constructed of high quality, distortion-free glass with ANSI safety backing. Framed in finished oak laminate frame and base, mounted on two inch diameter swiveling casters.
A5075 | Dispenser, Soap, Disposable | 2 | VV | Disposable soap dispenser. One-handed dispensing operation. Designed to accommodate disposable soap cartridge and valve.
A5077 | Dispenser, Hand Sanitizer, Hands-Free | 2 | VV | A touch free wall-mounted hand sanitizer dispenser. For use throughout a healthcare facility. Unit does not include the sanitizing liquid. Units are battery operated.
A5082 | Dispenser, Paper Towel, Sensor, Hands Free | 2 | CC | A surface mounted, sensor activated, automatic, roll paper towel dispenser. The unit dispenses a paper towel automatically only when hands are place in position below the dispenser for maximum sanitation and hygiene. May include adjustable settings for sheet length, time delay, and sensor range. Unit is battery operated or with optional AC power adapter.
C04E0 | Cabinet, U/C/B, 1 Shelf, 1 Drawer, 2 DO, 36x36x22 | 1 | CC | Standing height under counter base cabinet with an adjustable shelf and a full width drawer above solid hinged doors. Also referred to as a combination cabinet or a drawer and cupboard cabinet. For general purpose use throughout the facility.
C04P0 | Cabinet, Sink, U/C/B, 2 Door, 36x36x22 | 1 | CC | Standing height under counter base sink cabinet with solid hinged doors. Also referred to as a double-door sink cabinet. For general purpose use throughout the facility where a sink is to be used. Coordinate actual clear cabinet dimension with the actual outside dimension of sink that is specified to ensure that they are compatible.
CE090 | Cabinet, W/H, 2 SH, 2 GDO, Sloping Top, 41x36x16 | 1 | CC | Wall hung cabinet with two adjustable shelves, framed-glass hinged doors, and sloping top. Also referred to as a framed-glass hinged double door wall case. For general purpose use throughout the facility.
CT025 | Countertop, Solid Surface with Sink Combination | 1 | CC | A solid, nonporous countertop approximately 36"W x 22"D with a undercounter sink combination. The countertop is an acrylic-based solid surface product with a standard thickness of 1", and a 4" butt backsplash/curb. Surfaces will be easy to clean and maintain. Also referred to as a work surface or work top with sink. Available in a choice of colors, depths and sink shapes. Used for various applications in patient rooms, restrooms and throughout the facility. Usually a part of a casework interior design program. Unit does not include the drain and faucet.
E0948 | Cart, General Storage, Mobile, 42"H x 32"W x 22"D | 1 | VV | THIS TYPICAL INCLUDES: 1 Cart Body, Style-A Narrow, w/Raised Edge Top 2 Drawers, 3" H 4 Drawers, 6" H 1 Accessory Rail, Side Drawer Organizer Bins
F0295 | Chair, Stacking | 1 | VV | Stacking chair, approximately 34" H X 21" W X 24" D. May be stacked up to 20 high depending upon the model selected. These chairs are intended primarily as overflow capacity for conference rooms.
F0340 | Stool, Self Adjusting | 2 | VV | Self adjusting stool. Consists of a foam padded upholstered seat with attached foot rest for added comfort. Mounted on swivel casters. Designed for doctor's use during examinations.
F2000 | Basket, Wastepaper, Fire Resistant | 1 | VV | Wastepaper basket, fire resistant, approximately 40 quart capacity. This unit is used to collect and temporarily store small quantities of paper refuse in patient rooms, administrative areas and nursing stations. Size and shape varies depending on the application and manufacturer selected.
F2017 | Waste Receptacle, 24 GAL | 1 | VV | Rectangular steel waste receptacle with step-on lid and 24 gallon capacity. The receptacle is used to collect and temporarily store small quantities of paper refuse. Can be used in restrooms, patient areas, laboratories, pharmacies, etc.
F3200 | Clock, Battery, 12" Diameter | 1 | VV | Clock, 12" diameter. Round surface, easy to read numbers with sweep second hand. Wall mounted unit for use when impractical to install a fully synchronized clock system. Battery operated, (batteries not included).
G1043 | Ergometer, Recumbent Bicycle, Computer Assisted | 1 | VV | Computer assisted recumbent bicycle aerobic trainer. The trainer provides aerobic workouts on a computer controlled and monitored recumbent bicycle ergometer. The ergometer has several training routines and intensities which either the exerciser or a therapist can select. The unit display provides a readout of work accomplished as well as graphics to motivate the exerciser. Many models offer optional heart rate monitoring and wheels for easy mobility. Depending on the manufacturer and model, the computer is powered by the exerciser or an external source. The database electrical requirements are for those units requiring electrical power. The trainer is used for cardio-respiratory development in a gym or the exercise area of Physical Therapy.
M0515 | Television, HD, 40" Class | 1 | VV | High definition (HDTV) multimedia flat panel LED 40" class display television. The TV will have a 16:9 wide screen aspect ratio, minimum of 1920 x 1080 display resolution, digital tuner, minimum refresh rate of 60Hz, minimum of two HDMI ports and 1 USB port ENERGY STAR certified.
M1825 | Printer, Computer | 1 | VV | High resolution computer printer with a variety of type styles and sheet/envelope feeder trays. Database information reflects network ready, medium duty office style laser printers. Other types of printers (bubble jet, dot matrix, line or plotter) as well as light or heavy use capabilities are available.
M2055 | Shelving, Storage, Wire, CRS, w/Adjustable Shelves | 1 | VV | Stationary, wire, shelving unit. Unit has fully adjustable shelves constructed of stainless steel. For use in general purpose storage areas. Shelving is provided in various sizes and configurations. Price provided is for a unit approximately 74"H x 18"D x 48"W with four shelves.
M3070 | Hamper, Linen, Mobile, w/Lid | 1 | VV | Mobile linen hamper with hand or foot operated lid. Made of heavy tubular stainless steel with heavy gauge welded steel platform. Holds 25" hamper bags. Mounted on ball bearing casters. For linen transport in hospitals and clinics.
M8085 | Lift, Patient, Electric, 600 Lb Cap, Bariatric | 1 | VC | A battery powered patient lift with an adjustable U shaped base and a minimum of 600 pound capacity for bariatric use. Unit comes with a battery charger. The unit is mounted on locking ball bearing casters for safety and stability and may require specialized slings. The database height refers to fully extended lifting arms. Designed for patient lifting and movement.
M8133 | Ergometer, Upper Body | 1 | VV | Ergometer for measuring upper body exertion during an exercise regimen. The unit consists of a seat and a hand crank mechanism at shoulder height. The unit is used for physical rehabilitation protocols and stress testing. The unit quantifiably measures the effort exerted by the patient.
M8210 | Cart, Weight, Physical Therapy, w/Weights | 1 | VV | Physical therapy weight cart equipped with weights, two storage shelves, and racks to store dumbbells. Unit is constructed of quality hardwood and mounted on 4 heavy-duty casters. Used for storage of weights.
M8240 | Parallel Bars, Physical Therapy | 1 | VV | Physical therapy parallel bars. Unit can have manual or electrically powered adjustments. Bar height is adjustable from 25" to 40" and the bar width is adjustable from 16" to 25". Hand rails are chrome plated 1-1/2" steel tubing. Walking aisle is a minimum of 24" wide and finished in natural wood or covered with vinyl matting. Database information reflects 10' or 12' bar length electrically powered units.
M8270 | Rack, Pack, Hot/Cold, Wall Mounted | 1 | VV | Wall mounted hot/cold pack rack. Unit is a stainless steel rack used to store and dry cold packs.
M8275 | Pulley, Triplex | 1 | VC | Triplex pulley for physical therapy use. Unit consists of two handles at chest level, two handles at the floor, and two handles suspended from the ceiling. Unit features 20 to 27 pounds of adjustable weights.
P3100 | Lavatory, Vitreous China, Slab Type | 2 | CC | Wall mounted, slab type, vitreous china, lavatory (approximate bowl size 7"x15"x10") with: faucet holes on 4" centers; gooseneck spout; wrist blade handles; and grid strainer. It shall be suitable for use in clinics, offices, washrooms or patient care area.
R4650 | Ice Maker, Flaked, With Dispenser | 1 | CC | Ice maker dispenser approximately 71" H x 19"D x 24"W. This unit provides flaked ice and cooled water automatically. The unit has a daily capacity up to 650 pounds and a 100 pound capacity stainless steel storage compartment with water station. Unit may be free-standing or counter-mounted, automatic load ice dispenser for food service and healthcare use. The unit is used in healthcare institutions and various commercial food service operations for dispensing ice.
2 - RSC73 - LTC Ngbrhd Ctr Kinesiotherapist Treatment Station, SCI | 2 - RSC73 - LTC Ngbrhd Ctr Kinesiotherapist Treatment Station, SCI | 2 - RSC73 - LTC Ngbrhd Ctr Kinesiotherapist Treatment Station, SCI | 2 - RSC73 - LTC Ngbrhd Ctr Kinesiotherapist Treatment Station, SCI | 2 - RSC73 - LTC Ngbrhd Ctr Kinesiotherapist Treatment Station, SCI
JSN | NAME | QTY | ACQ/INS | DESCRIPTION
A1010 | Telecommunication Outlet | 2 | VV | Telecommunication outlet location.
A1015 | Telephone, Desk, Multiple Line | 1 | VV | Telephone, desk, multiple line.
E0123 | Workstation, Straight, Free Standing, 72" W | 1 | VV | This JSN will provide a whole work station typical to quickly plan work in areas in clinical or administrative spaces. There will be a price decrease if typical work stations are used with vertical hanging strips instead of panels. THIS TYPICAL INCLUDES: 4 Standard Solid Panels 2 Panel Connectors, 2-Way Corner 1 Panel-to-Panel Connector 2 Finished End Hardware 1 Cantilevered, Work Surface 2 Lockable Flipper Units 2 Shelf, Storage/Displays 2 Lights 1 Tack board 1 Tool Rail 1 Paper Tray 1 Diagonal Tray 1 Adjustable Keyboard Tray 1 Mobile Pedestal, Box/File
F0275 | Chair, Swivel, High Back | 1 | VV | Highback contemporary swivel chair, 41" high X 23" wide X 23" deep with five (5) caster swivel base and arms. Chair may be used at desks or in conference rooms. Back and seat are foam padded and upholstered with either woven textile fabric or vinyl.
F0420 | Cabinet, Filing, Lateral, Half Height | 1 | VV | Half height two (2) or three (3) drawer lateral filing cabinet, 28" high X 42" wide X 18" deep with recessed handles, locking device and drawer label holders. Drawers are adaptable to either letter or legal size materials.
F2000 | Basket, Wastepaper, Fire Resistant | 1 | VV | Wastepaper basket, fire resistant, approximately 40 quart capacity. This unit is used to collect and temporarily store small quantities of paper refuse in patient rooms, administrative areas and nursing stations. Size and shape varies depending on the application and manufacturer selected.
M1801 | Computer, Microprocessing, w/Flat Panel Monitor | 1 | VV | Desk top microprocessing computer. The unit shall consist of a central processing mini tower, flat panel monitor, keyboard, mouse and speakers. The system shall have the following minimum characteristics: a 2.8 GHz Pentium processor; 512 MB memory; 80GB hard drive; 32/48x CD-ROMDVD combo; 1.44MB network interface card; video 32 MB NVIDIA; a 18 inch flat panel monitor. The computer is used throughout the facility to input, manipulate and retrieve information.
3 - SB737 - SCI LTC Ngbrhd Ctr PT Clean Utility Room, Lgstcs Svc | 3 - SB737 - SCI LTC Ngbrhd Ctr PT Clean Utility Room, Lgstcs Svc | 3 - SB737 - SCI LTC Ngbrhd Ctr PT Clean Utility Room, Lgstcs Svc | 3 - SB737 - SCI LTC Ngbrhd Ctr PT Clean Utility Room, Lgstcs Svc | 3 - SB737 - SCI LTC Ngbrhd Ctr PT Clean Utility Room, Lgstcs Svc
JSN | NAME | QTY | ACQ/INS | DESCRIPTION
E0906 | Locker, Supply, General, Wall Mtd, 23"W x 20"D | 1 | VV | THIS TYPICAL INCLUDES: 1 Wall Mounted Rail 1 Locked Storage Container 2 Tray/Shelves 1 Drawer, 3"H 3 Drawers, 6"H 2 Drawers, 9"H 1 Tray/Shelf Divider Drawer Organizer Bins Consider the need for an E0921 to transport the locker from place to place.
E0912 | Locker, Supply, Med Surg, Wall Mtd | 1 | VV | Medical/Surgical Supply locker, Wall Mounted, approximately 23"W x 20"D. THIS TYPICAL INCLUDES: 1 Wall Mounted Rail 1 Locked Storage Container 4 Tray/Shelves 5 Drawers, 3"H 2 Drawers, 6"H 2 Tray/Shelf Dividers Drawer Organizer Bins Consider the need for an E0921 to transport the locker from place to place.
E1500 | Rail, MOD, W/MNTD, HX144XD | 1 | VV | Wall mounted rail used for hanging (mounting) lockers, shelves and drawers on a wall.
F2000 | Basket, Wastepaper, Fire Resistant | 1 | VV | Wastepaper basket, fire resistant, approximately 40 quart capacity. This unit is used to collect and temporarily store small quantities of paper refuse in patient rooms, administrative areas and nursing stations. Size and shape varies depending on the application and manufacturer selected.
4 - SB743 - SCI LTC Ngbrhd Ctr PT Soiled Utility Room, Lgstcs Svc | 4 - SB743 - SCI LTC Ngbrhd Ctr PT Soiled Utility Room, Lgstcs Svc | 4 - SB743 - SCI LTC Ngbrhd Ctr PT Soiled Utility Room, Lgstcs Svc | 4 - SB743 - SCI LTC Ngbrhd Ctr PT Soiled Utility Room, Lgstcs Svc | 4 - SB743 - SCI LTC Ngbrhd Ctr PT Soiled Utility Room, Lgstcs Svc
JSN | NAME | QTY | ACQ/INS | DESCRIPTION
A1012 | Telephone, Wall Mounted, 1 Line | 1 | VV | Telephone, wall mounted, 1 line.
A5075 | Dispenser, Soap, Disposable | 1 | VV | Disposable soap dispenser. One-handed dispensing operation. Designed to accommodate disposable soap cartridge and valve.
A5077 | Dispenser, Hand Sanitizer, Hands-Free | 1 | VV | A touch free wall-mounted hand sanitizer dispenser. For use throughout a healthcare facility. Unit does not include the sanitizing liquid. Units are battery operated.
A5080 | Dispenser, Paper Towel, SS, Surface Mounted | 1 | CC | A surface mounted, satin finish stainless steel, single-fold, paper towel dispenser. Dispenser features: tumbler lock; front hinged at bottom; and refill indicator slot. Minimum capacity 400 single-fold paper towels. For general purpose use throughout the facility.
A5106 | Waste Disposal Unit, Sharps w/Glove Dispenser | 1 | VV | The unit is designed for the disposal of sharps and complies with OSHA guidelines for the handling of sharps. It shall house a 5 quart container and be capable of being mounted on a wall. It shall have a glove dispenser attached. The unit shall be secured by a locked enclosure.
C04F0 | Cabinet, U/C/B, 1 Shelf, 2 Half DR, 2 DO, 36x36x22 | 1 | CC | Standing height under counter base cabinet with an adjustable shelf and two half width drawers above solid hinged doors. Also referred to as a combination cabinet or a drawer and cupboard cabinet. For general purpose use throughout the facility.
C05P0 | Cabinet, Sink, U/C/B, 2 Door, 36x48x22 | 1 | CC | Standing height under counter base sink cabinet with solid hinged doors. Also referred to as a double-door sink cabinet. For general purpose use throughout the facility where a sink is to be used. Coordinate actual clear cabinet dimension with the actual outside dimension of sink that is specified to ensure that they are compatible.
CS200 | Sink, SS, Single Compartment, 12x28x16 ID | 1 | CC | Single compartment stainless steel sink, drop-in, self-rimming, ledge-type, connected with a drain and provided with a mixing faucet. It shall also be provided with pre-punched fixture holes on 4" center, integral back ledge to accommodate deck-mounted fixtures, brushed/polished interior and top surfaces, and sound deadened. Recommended for use in suspended or U/C/B sink cabinets having a high plastic laminate or Chemsurf laminate countertop/work surface. Coordinate actual outside sink dimensions with the actual clear dimension of cabinet specified to ensure that they are compatible. For general purpose use throughout the facility.
CT050 | Countertop, Stainless Steel | 1 | CC | Stainless steel countertop (composition of heavy-gauge Type No. 304 stainless steel) having a smooth satin finish and integral 4" backsplash/curb. Also referred to as a corrosion-resistant steel work surface or work top. Available in various depths. Used in areas where excellent ease of cleaning, abrasion resistance, bacteria resistance, impact resistance, load capacity and moisture resistance, are of concern. Pricing based upon a 24" depth.
F2020 | Can, Trash, 44 Gallon | 1 | VV | Forty four (44) gallon trash can, 32" high X 24" diameter, with lid. Used to collect and transport refuse from a point of origin to point of disposal (example: from soiled utility or a nursing unit to the trash compactor at housekeeping).
P2000 | Eyewash, Wall Mounted, Hands-Free | 1 | CC | Wall mounted emergency eye wash station. The flow of water from the unit is activated by hand. Upon initiation of water flow the unit will operate hands free to provide streams of water to clear foreign particles or dilute caustic liquids from the eyes in emergency situations. Used in laboratories and areas of the hospital where employees are subject to foreign bodies or liquid material to the eyes.
P2450 | Valve, Mixing, Thermostatic | 1 | CC | Thermostatic mixing valve with washout hose. Used with portable whirlpool equipment. Thermostatic valve is used to maintain temperature between 70 and 110 degree Fahrenheit, with a flow rate of 20 gallons a minute. The washout hose assembly is used to wash out tanks after treatment. Used in physical therapy department to provide comfortable water temperature for patient treatments.
P3100 | Lavatory, Vitreous China, Slab Type | 1 | CC | Wall mounted, slab type, vitreous china, lavatory (approximate bowl size 7"x15"x10") with: faucet holes on 4" centers; gooseneck spout; wrist blade handles; and grid strainer. It shall be suitable for use in clinics, offices, washrooms or patient care area.
5 - RSC74 - LTC Ngbrhd Ctr KT Equipment Storage Room, SCI | 5 - RSC74 - LTC Ngbrhd Ctr KT Equipment Storage Room, SCI | 5 - RSC74 - LTC Ngbrhd Ctr KT Equipment Storage Room, SCI | 5 - RSC74 - LTC Ngbrhd Ctr KT Equipment Storage Room, SCI | 5 - RSC74 - LTC Ngbrhd Ctr KT Equipment Storage Room, SCI
JSN | NAME | QTY | ACQ/INS | DESCRIPTION
M2055 | Shelving, Storage, Wire, CRS, w/Adjustable Shelves | 4 | VV | Stationary, wire, shelving unit. Unit has fully adjustable shelves constructed of stainless steel. For use in general purpose storage areas. Shelving is provided in various sizes and configurations. Price provided is for a unit approximately 74"H x 18"D x 48"W with four shelves.
23 - SCI/D CENTER LONG TERM CARE NEIGHBORHOOD CENTER OCCUPATIONAL THERAPY (LTC-NC-OT) AREA | 23 - SCI/D CENTER LONG TERM CARE NEIGHBORHOOD CENTER OCCUPATIONAL THERAPY (LTC-NC-OT) AREA | 23 - SCI/D CENTER LONG TERM CARE NEIGHBORHOOD CENTER OCCUPATIONAL THERAPY (LTC-NC-OT) AREA | 23 - SCI/D CENTER LONG TERM CARE NEIGHBORHOOD CENTER OCCUPATIONAL THERAPY (LTC-NC-OT) AREA | 23 - SCI/D CENTER LONG TERM CARE NEIGHBORHOOD CENTER OCCUPATIONAL THERAPY (LTC-NC-OT) AREA
1 - RSC81 - LTC Ngbrhd Ctr Occupational Therapy (OT) Room, SCI | 1 - RSC81 - LTC Ngbrhd Ctr Occupational Therapy (OT) Room, SCI | 1 - RSC81 - LTC Ngbrhd Ctr Occupational Therapy (OT) Room, SCI | 1 - RSC81 - LTC Ngbrhd Ctr Occupational Therapy (OT) Room, SCI | 1 - RSC81 - LTC Ngbrhd Ctr Occupational Therapy (OT) Room, SCI
JSN | NAME | QTY | ACQ/INS | DESCRIPTION
A1014 | Telephone, Wall Mounted, 1 Line, With Speaker | 1 | VV | Telephone, wall mounted, 1 line, with speaker.
A1080 | Mirror, Posture, Wall Mounted | 1 | CC | Wall mounted posture mirror. Consists of a 1/4" plate glass in a sturdy corrosion resistant frame with water proof back. For educational and therapy programs.
A1082 | Mirror, Posture, Mobile | 1 | VV | Mobile single panel full-body mirror constructed of high quality, distortion-free glass with ANSI safety backing. Framed in finished oak laminate frame and base, mounted on two inch diameter swiveling casters.
A1200 | Lift System, Overhead, Patient Room | 1 | VC | An overhead rail system specifically designed for patient lifting and movement for a single bed patient room. The system will consist of recessed or ceiling mounted primary and secondary rails, lift motor with rolling carriage, patient harness or seat, and a hand controller or control box with charger. System will facilitate lifting and movement of patient to and from bed to gurney, chair or other requirement. Minimum lift capability is 550 pounds. Custom design of track layout by manufacturer is essential to meet individual facility requirements.
A5075 | Dispenser, Soap, Disposable | 2 | VV | Disposable soap dispenser. One-handed dispensing operation. Designed to accommodate disposable soap cartridge and valve.
A5077 | Dispenser, Hand Sanitizer, Hands-Free | 2 | VV | A touch free wall-mounted hand sanitizer dispenser. For use throughout a healthcare facility. Unit does not include the sanitizing liquid. Units are battery operated.
A5082 | Dispenser, Paper Towel, Sensor, Hands Free | 2 | CC | A surface mounted, sensor activated, automatic, roll paper towel dispenser. The unit dispenses a paper towel automatically only when hands are place in position below the dispenser for maximum sanitation and hygiene. May include adjustable settings for sheet length, time delay, and sensor range. Unit is battery operated or with optional AC power adapter.
C04E0 | Cabinet, U/C/B, 1 Shelf, 1 Drawer, 2 DO, 36x36x22 | 1 | CC | Standing height under counter base cabinet with an adjustable shelf and a full width drawer above solid hinged doors. Also referred to as a combination cabinet or a drawer and cupboard cabinet. For general purpose use throughout the facility.
C04P0 | Cabinet, Sink, U/C/B, 2 Door, 36x36x22 | 1 | CC | Standing height under counter base sink cabinet with solid hinged doors. Also referred to as a double-door sink cabinet. For general purpose use throughout the facility where a sink is to be used. Coordinate actual clear cabinet dimension with the actual outside dimension of sink that is specified to ensure that they are compatible.
CE090 | Cabinet, W/H, 2 SH, 2 GDO, Sloping Top, 41x36x16 | 2 | CC | Wall hung cabinet with two adjustable shelves, framed-glass hinged doors, and sloping top. Also referred to as a framed-glass hinged double door wall case. For general purpose use throughout the facility.
CT020 | Countertop, Solid Surface | 1 | CC | A solid, nonporous countertop with a smooth seamless appearance. Easy to clean and maintain and with proper cleaning does not support the growth of mold. An acrylic-based solid surface product. Standard thickness of 1", and a 4" butt backsplash/curb. Also referred to as a work surface or work top. Available in a choice of colors and depths. Used in lab and other hospital areas requiring optimum physical and chemical resisting properties.
CT025 | Countertop, Solid Surface with Sink Combination | 1 | CC | A solid, nonporous countertop approximately 36"W x 22"D with a undercounter sink combination. The countertop is an acrylic-based solid surface product with a standard thickness of 1", and a 4" butt backsplash/curb. Surfaces will be easy to clean and maintain. Also referred to as a work surface or work top with sink. Available in a choice of colors, depths and sink shapes. Used for various applications in patient rooms, restrooms and throughout the facility. Usually a part of a casework interior design program. Unit does not include the drain and faucet.
E0942 | Cart, Cast, Mobile, 36"H x 46"W x 22"D | 1 | VV | THIS TYPICAL INCLUDES: 1 Cart Body, Style-A Narrow, w/Raised Edge Top 2 Accessory Rail, Side 1 Wastebasket 1 Flip-up Shelf 2 Drawers, 3"H 1 Drawer, 6"H Drawer Organizer Bins
E0945 | Cart, Computer, Mobile | 1 | VV | A mobile computer cart for use throughout the facility. The cart dimensions will be approximately 45" H x 30" W x 22" D with casters. May include drawers and miscellaneous other accessories that will be determined at time of purchase. This Typical may include: 1 Cart Body, w/Computer Support, Style-A Narrow, w/Raised Edge Top 1 Flip-Up Shelf 1 Sharps Container Holder 1 Wastebasket 1 Chart Holder 2 Drawers, 3"H 2 Drawers, 6"H 3 Accessory Rail, Side Drawer Organizer Bins
E0948 | Cart, General Storage, Mobile, 42"H x 32"W x 22"D | 1 | VV | THIS TYPICAL INCLUDES: 1 Cart Body, Style-A Narrow, w/Raised Edge Top 2 Drawers, 3" H 4 Drawers, 6" H 1 Accessory Rail, Side Drawer Organizer Bins
F0295 | Chair, Stacking | 1 | VV | Stacking chair, approximately 34" H X 21" W X 24" D. May be stacked up to 20 high depending upon the model selected. These chairs are intended primarily as overflow capacity for conference rooms.
F0340 | Stool, Self Adjusting | 2 | VV | Self adjusting stool. Consists of a foam padded upholstered seat with attached foot rest for added comfort. Mounted on swivel casters. Designed for doctor's use during examinations.
F2000 | Basket, Wastepaper, Fire Resistant | 1 | VV | Wastepaper basket, fire resistant, approximately 40 quart capacity. This unit is used to collect and temporarily store small quantities of paper refuse in patient rooms, administrative areas and nursing stations. Size and shape varies depending on the application and manufacturer selected.
F2017 | Waste Receptacle, 24 GAL | 1 | VV | Rectangular steel waste receptacle with step-on lid and 24 gallon capacity. The receptacle is used to collect and temporarily store small quantities of paper refuse. Can be used in restrooms, patient areas, laboratories, pharmacies, etc.
F3200 | Clock, Battery, 12" Diameter | 1 | VV | Clock, 12" diameter. Round surface, easy to read numbers with sweep second hand. Wall mounted unit for use when impractical to install a fully synchronized clock system. Battery operated, (batteries not included).
G1043 | Ergometer, Recumbent Bicycle, Computer Assisted | 1 | VV | Computer assisted recumbent bicycle aerobic trainer. The trainer provides aerobic workouts on a computer controlled and monitored recumbent bicycle ergometer. The ergometer has several training routines and intensities which either the exerciser or a therapist can select. The unit display provides a readout of work accomplished as well as graphics to motivate the exerciser. Many models offer optional heart rate monitoring and wheels for easy mobility. Depending on the manufacturer and model, the computer is powered by the exerciser or an external source. The database electrical requirements are for those units requiring electrical power. The trainer is used for cardio-respiratory development in a gym or the exercise area of Physical Therapy.
M0515 | Television, HD, 40" Class | 1 | VV | High definition (HDTV) multimedia flat panel LED 40" class display television. The TV will have a 16:9 wide screen aspect ratio, minimum of 1920 x 1080 display resolution, digital tuner, minimum refresh rate of 60Hz, minimum of two HDMI ports and 1 USB port ENERGY STAR certified.
M1801 | Computer, Microprocessing, w/Flat Panel Monitor | 1 | VV | Desk top microprocessing computer. The unit shall consist of a central processing mini tower, flat panel monitor, keyboard, mouse and speakers. The system shall have the following minimum characteristics: a 2.8 GHz Pentium processor; 512 MB memory; 80GB hard drive; 32/48x CD-ROMDVD combo; 1.44MB network interface card; video 32 MB NVIDIA; a 18 inch flat panel monitor. The computer is used throughout the facility to input, manipulate and retrieve information.
M1825 | Printer, Computer | 1 | VV | High resolution computer printer with a variety of type styles and sheet/envelope feeder trays. Database information reflects network ready, medium duty office style laser printers. Other types of printers (bubble jet, dot matrix, line or plotter) as well as light or heavy use capabilities are available.
M2055 | Shelving, Storage, Wire, CRS, w/Adjustable Shelves | 2 | VV | Stationary, wire, shelving unit. Unit has fully adjustable shelves constructed of stainless steel. For use in general purpose storage areas. Shelving is provided in various sizes and configurations. Price provided is for a unit approximately 74"H x 18"D x 48"W with four shelves.
M3070 | Hamper, Linen, Mobile, w/Lid | 3 | VV | Mobile linen hamper with hand or foot operated lid. Made of heavy tubular stainless steel with heavy gauge welded steel platform. Holds 25" hamper bags. Mounted on ball bearing casters. For linen transport in hospitals and clinics.
M8085 | Lift, Patient, Electric, 600 Lb Cap, Bariatric | 1 | VC | A battery powered patient lift with an adjustable U shaped base and a minimum of 600 pound capacity for bariatric use. Unit comes with a battery charger. The unit is mounted on locking ball bearing casters for safety and stability and may require specialized slings. The database height refers to fully extended lifting arms. Designed for patient lifting and movement.
M8115 | Conditioner, Cold Treatment Pack | 1 | VV | Refrigeration unit for twelve cold therapy packs. Unit features thermostatic temperature control, automatic defrosting and refrigeration grade insulation. Interior chamber is designed to facilitate periodic cleaning. Smaller capacity models are available.
M8120 | Therapy Unit, Hydroculator | 1 | VV | Moist Heat Therapy Unit, also referred as a Hydrocollator Heating Unit, are used to apply effective heat to hot packs used in moist heat therapy. Unit is supplied ready for immediate use and requires no special plumbing. Unit features: stainless steel insulated wall, thermostatically controlled, casters ( mobile units only), and standard size Hot Packs. Other unit sizes and accessories (variety of hot packs, tongs, side table rack, etc.) are available.
M8133 | Ergometer, Upper Body | 1 | VV | Ergometer for measuring upper body exertion during an exercise regimen. The unit consists of a seat and a hand crank mechanism at shoulder height. The unit is used for physical rehabilitation protocols and stress testing. The unit quantifiably measures the effort exerted by the patient.
M8270 | Rack, Pack, Hot/Cold, Wall Mounted | 1 | VV | Wall mounted hot/cold pack rack. Unit is a stainless steel rack used to store and dry cold packs.
M8275 | Pulley, Triplex | 1 | VC | Triplex pulley for physical therapy use. Unit consists of two handles at chest level, two handles at the floor, and two handles suspended from the ceiling. Unit features 20 to 27 pounds of adjustable weights.
M8305 | Platform, Exercise, w/Mat, Powered | 1 | VV | Exercise platform with power height adjustment. The platform rests on one or two pedestal bases which contain the power mechanism for adjusting the table height. The platform top or removable mattress is covered with heavy duty, nylon-reinforced vinyl for durability. The adjustable height feature is designed to accommodate patients who have difficulty sitting or transferring from a wheelchair as well as providing an optimal working height for the physical therapist once the patient is on the table. Larger and smaller units as well as manual crank platform tables are available.
P3100 | Lavatory, Vitreous China, Slab Type | 2 | CC | Wall mounted, slab type, vitreous china, lavatory (approximate bowl size 7"x15"x10") with: faucet holes on 4" centers; gooseneck spout; wrist blade handles; and grid strainer. It shall be suitable for use in clinics, offices, washrooms or patient care area.
2 - RSC83 - LTC Ngbrhd Ctr Occupational Therapist Treatment Station, SCI | 2 - RSC83 - LTC Ngbrhd Ctr Occupational Therapist Treatment Station, SCI | 2 - RSC83 - LTC Ngbrhd Ctr Occupational Therapist Treatment Station, SCI | 2 - RSC83 - LTC Ngbrhd Ctr Occupational Therapist Treatment Station, SCI | 2 - RSC83 - LTC Ngbrhd Ctr Occupational Therapist Treatment Station, SCI
JSN | NAME | QTY | ACQ/INS | DESCRIPTION
A1010 | Telecommunication Outlet | 1 | VV | Telecommunication outlet location.
A1015 | Telephone, Desk, Multiple Line | 1 | VV | Telephone, desk, multiple line.
E0123 | Workstation, Straight, Free Standing, 72" W | 1 | VV | This JSN will provide a whole work station typical to quickly plan work in areas in clinical or administrative spaces. There will be a price decrease if typical work stations are used with vertical hanging strips instead of panels. THIS TYPICAL INCLUDES: 4 Standard Solid Panels 2 Panel Connectors, 2-Way Corner 1 Panel-to-Panel Connector 2 Finished End Hardware 1 Cantilevered, Work Surface 2 Lockable Flipper Units 2 Shelf, Storage/Displays 2 Lights 1 Tack board 1 Tool Rail 1 Paper Tray 1 Diagonal Tray 1 Adjustable Keyboard Tray 1 Mobile Pedestal, Box/File
F0275 | Chair, Swivel, High Back | 1 | VV | Highback contemporary swivel chair, 41" high X 23" wide X 23" deep with five (5) caster swivel base and arms. Chair may be used at desks or in conference rooms. Back and seat are foam padded and upholstered with either woven textile fabric or vinyl.
F0420 | Cabinet, Filing, Lateral, Half Height | 1 | VV | Half height two (2) or three (3) drawer lateral filing cabinet, 28" high X 42" wide X 18" deep with recessed handles, locking device and drawer label holders. Drawers are adaptable to either letter or legal size materials.
F2000 | Basket, Wastepaper, Fire Resistant | 1 | VV | Wastepaper basket, fire resistant, approximately 40 quart capacity. This unit is used to collect and temporarily store small quantities of paper refuse in patient rooms, administrative areas and nursing stations. Size and shape varies depending on the application and manufacturer selected.
M1801 | Computer, Microprocessing, w/Flat Panel Monitor | 1 | VV | Desk top microprocessing computer. The unit shall consist of a central processing mini tower, flat panel monitor, keyboard, mouse and speakers. The system shall have the following minimum characteristics: a 2.8 GHz Pentium processor; 512 MB memory; 80GB hard drive; 32/48x CD-ROMDVD combo; 1.44MB network interface card; video 32 MB NVIDIA; a 18 inch flat panel monitor. The computer is used throughout the facility to input, manipulate and retrieve information.
3 - SB737 - SCI LTC Ngbrhd Ctr KT Clean Utility Room, Lgstcs Svc | 3 - SB737 - SCI LTC Ngbrhd Ctr KT Clean Utility Room, Lgstcs Svc | 3 - SB737 - SCI LTC Ngbrhd Ctr KT Clean Utility Room, Lgstcs Svc | 3 - SB737 - SCI LTC Ngbrhd Ctr KT Clean Utility Room, Lgstcs Svc | 3 - SB737 - SCI LTC Ngbrhd Ctr KT Clean Utility Room, Lgstcs Svc
JSN | NAME | QTY | ACQ/INS | DESCRIPTION
E0906 | Locker, Supply, General, Wall Mtd, 23"W x 20"D | 1 | VV | THIS TYPICAL INCLUDES: 1 Wall Mounted Rail 1 Locked Storage Container 2 Tray/Shelves 1 Drawer, 3"H 3 Drawers, 6"H 2 Drawers, 9"H 1 Tray/Shelf Divider Drawer Organizer Bins Consider the need for an E0921 to transport the locker from place to place.
E0912 | Locker, Supply, Med Surg, Wall Mtd | 1 | VV | Medical/Surgical Supply locker, Wall Mounted, approximately 23"W x 20"D. THIS TYPICAL INCLUDES: 1 Wall Mounted Rail 1 Locked Storage Container 4 Tray/Shelves 5 Drawers, 3"H 2 Drawers, 6"H 2 Tray/Shelf Dividers Drawer Organizer Bins Consider the need for an E0921 to transport the locker from place to place.
E1500 | Rail, MOD, W/MNTD, HX144XD | 1 | VV | Wall mounted rail used for hanging (mounting) lockers, shelves and drawers on a wall.
F2000 | Basket, Wastepaper, Fire Resistant | 1 | VV | Wastepaper basket, fire resistant, approximately 40 quart capacity. This unit is used to collect and temporarily store small quantities of paper refuse in patient rooms, administrative areas and nursing stations. Size and shape varies depending on the application and manufacturer selected.
4 - SB743 - SCI LTC Ngbrhd Ctr KT Soiled Utility Room, Lgstcs Svc | 4 - SB743 - SCI LTC Ngbrhd Ctr KT Soiled Utility Room, Lgstcs Svc | 4 - SB743 - SCI LTC Ngbrhd Ctr KT Soiled Utility Room, Lgstcs Svc | 4 - SB743 - SCI LTC Ngbrhd Ctr KT Soiled Utility Room, Lgstcs Svc | 4 - SB743 - SCI LTC Ngbrhd Ctr KT Soiled Utility Room, Lgstcs Svc
JSN | NAME | QTY | ACQ/INS | DESCRIPTION
A1012 | Telephone, Wall Mounted, 1 Line | 1 | VV | Telephone, wall mounted, 1 line.
A5075 | Dispenser, Soap, Disposable | 1 | VV | Disposable soap dispenser. One-handed dispensing operation. Designed to accommodate disposable soap cartridge and valve.
A5077 | Dispenser, Hand Sanitizer, Hands-Free | 1 | VV | A touch free wall-mounted hand sanitizer dispenser. For use throughout a healthcare facility. Unit does not include the sanitizing liquid. Units are battery operated.
A5080 | Dispenser, Paper Towel, SS, Surface Mounted | 1 | CC | A surface mounted, satin finish stainless steel, single-fold, paper towel dispenser. Dispenser features: tumbler lock; front hinged at bottom; and refill indicator slot. Minimum capacity 400 single-fold paper towels. For general purpose use throughout the facility.
A5106 | Waste Disposal Unit, Sharps w/Glove Dispenser | 1 | VV | The unit is designed for the disposal of sharps and complies with OSHA guidelines for the handling of sharps. It shall house a 5 quart container and be capable of being mounted on a wall. It shall have a glove dispenser attached. The unit shall be secured by a locked enclosure.
C04F0 | Cabinet, U/C/B, 1 Shelf, 2 Half DR, 2 DO, 36x36x22 | 1 | CC | Standing height under counter base cabinet with an adjustable shelf and two half width drawers above solid hinged doors. Also referred to as a combination cabinet or a drawer and cupboard cabinet. For general purpose use throughout the facility.
C05P0 | Cabinet, Sink, U/C/B, 2 Door, 36x48x22 | 1 | CC | Standing height under counter base sink cabinet with solid hinged doors. Also referred to as a double-door sink cabinet. For general purpose use throughout the facility where a sink is to be used. Coordinate actual clear cabinet dimension with the actual outside dimension of sink that is specified to ensure that they are compatible.
CS200 | Sink, SS, Single Compartment, 12x28x16 ID | 1 | CC | Single compartment stainless steel sink, drop-in, self-rimming, ledge-type, connected with a drain and provided with a mixing faucet. It shall also be provided with pre-punched fixture holes on 4" center, integral back ledge to accommodate deck-mounted fixtures, brushed/polished interior and top surfaces, and sound deadened. Recommended for use in suspended or U/C/B sink cabinets having a high plastic laminate or Chemsurf laminate countertop/work surface. Coordinate actual outside sink dimensions with the actual clear dimension of cabinet specified to ensure that they are compatible. For general purpose use throughout the facility.
CT050 | Countertop, Stainless Steel | 1 | CC | Stainless steel countertop (composition of heavy-gauge Type No. 304 stainless steel) having a smooth satin finish and integral 4" backsplash/curb. Also referred to as a corrosion-resistant steel work surface or work top. Available in various depths. Used in areas where excellent ease of cleaning, abrasion resistance, bacteria resistance, impact resistance, load capacity and moisture resistance, are of concern. Pricing based upon a 24" depth.
F2020 | Can, Trash, 44 Gallon | 1 | VV | Forty four (44) gallon trash can, 32" high X 24" diameter, with lid. Used to collect and transport refuse from a point of origin to point of disposal (example: from soiled utility or a nursing unit to the trash compactor at housekeeping).
P2000 | Eyewash, Wall Mounted, Hands-Free | 1 | CC | Wall mounted emergency eye wash station. The flow of water from the unit is activated by hand. Upon initiation of water flow the unit will operate hands free to provide streams of water to clear foreign particles or dilute caustic liquids from the eyes in emergency situations. Used in laboratories and areas of the hospital where employees are subject to foreign bodies or liquid material to the eyes.
P2450 | Valve, Mixing, Thermostatic | 1 | CC | Thermostatic mixing valve with washout hose. Used with portable whirlpool equipment. Thermostatic valve is used to maintain temperature between 70 and 110 degree Fahrenheit, with a flow rate of 20 gallons a minute. The washout hose assembly is used to wash out tanks after treatment. Used in physical therapy department to provide comfortable water temperature for patient treatments.
P3100 | Lavatory, Vitreous China, Slab Type | 1 | CC | Wall mounted, slab type, vitreous china, lavatory (approximate bowl size 7"x15"x10") with: faucet holes on 4" centers; gooseneck spout; wrist blade handles; and grid strainer. It shall be suitable for use in clinics, offices, washrooms or patient care area.
5 - RSC84 - LTC Ngbrhd Ctr OT Equipment Storage Room, SCI | 5 - RSC84 - LTC Ngbrhd Ctr OT Equipment Storage Room, SCI | 5 - RSC84 - LTC Ngbrhd Ctr OT Equipment Storage Room, SCI | 5 - RSC84 - LTC Ngbrhd Ctr OT Equipment Storage Room, SCI | 5 - RSC84 - LTC Ngbrhd Ctr OT Equipment Storage Room, SCI
JSN | NAME | QTY | ACQ/INS | DESCRIPTION
A1010 | Telecommunication Outlet | 1 | VV | Telecommunication outlet location.
M2055 | Shelving, Storage, Wire, CRS, w/Adjustable Shelves | 4 | VV | Stationary, wire, shelving unit. Unit has fully adjustable shelves constructed of stainless steel. For use in general purpose storage areas. Shelving is provided in various sizes and configurations. Price provided is for a unit approximately 74"H x 18"D x 48"W with four shelves.
24 - SCI/D CENTER LONG TERM CARE NEIGHBORHOOD CENTER ACTIVITIES OF DAILY LIVING (LTC-NC-ADL) AREA | 24 - SCI/D CENTER LONG TERM CARE NEIGHBORHOOD CENTER ACTIVITIES OF DAILY LIVING (LTC-NC-ADL) AREA | 24 - SCI/D CENTER LONG TERM CARE NEIGHBORHOOD CENTER ACTIVITIES OF DAILY LIVING (LTC-NC-ADL) AREA | 24 - SCI/D CENTER LONG TERM CARE NEIGHBORHOOD CENTER ACTIVITIES OF DAILY LIVING (LTC-NC-ADL) AREA | 24 - SCI/D CENTER LONG TERM CARE NEIGHBORHOOD CENTER ACTIVITIES OF DAILY LIVING (LTC-NC-ADL) AREA
1 - RSC91 - LTC Ngbrhd Ctr ADL Kitchen, SCI | 1 - RSC91 - LTC Ngbrhd Ctr ADL Kitchen, SCI | 1 - RSC91 - LTC Ngbrhd Ctr ADL Kitchen, SCI | 1 - RSC91 - LTC Ngbrhd Ctr ADL Kitchen, SCI | 1 - RSC91 - LTC Ngbrhd Ctr ADL Kitchen, SCI
JSN | NAME | QTY | ACQ/INS | DESCRIPTION
A5075 | Dispenser, Soap, Disposable | 2 | VV | Disposable soap dispenser. One-handed dispensing operation. Designed to accommodate disposable soap cartridge and valve.
A5082 | Dispenser, Paper Towel, Sensor, Hands Free | 2 | CC | A surface mounted, sensor activated, automatic, roll paper towel dispenser. The unit dispenses a paper towel automatically only when hands are place in position below the dispenser for maximum sanitation and hygiene. May include adjustable settings for sheet length, time delay, and sensor range. Unit is battery operated or with optional AC power adapter.
C04E0 | Cabinet, U/C/B, 1 Shelf, 1 Drawer, 2 DO, 36x36x22 | 2 | CC | Standing height under counter base cabinet with an adjustable shelf and a full width drawer above solid hinged doors. Also referred to as a combination cabinet or a drawer and cupboard cabinet. For general purpose use throughout the facility.
C05P0 | Cabinet, Sink, U/C/B, 2 Door, 36x48x22 | 1 | CC | Standing height under counter base sink cabinet with solid hinged doors. Also referred to as a double-door sink cabinet. For general purpose use throughout the facility where a sink is to be used. Coordinate actual clear cabinet dimension with the actual outside dimension of sink that is specified to ensure that they are compatible.
CB020 | Cabinet, W/H, 2 Shelf, 1 DO, Sloping Top, 38x24x13 | 1 | CC | Wall hung cabinet with two adjustable shelves, solid right or left-hinged door (appropriate door hinge configuration to be indicated on equipment elevation drawings), and sloping top. Also referred to as a solid hinged single door case. For general purpose use throughout the facility.
CS230 | Sink, SS, Double Compartment, 10x14x16 ID | 1 | CC | Double compartment stainless steel sink, drop-in, self-rimming, ledge-type, connected with a drain and provided with a mixing faucet. It shall also be provided with pre-punched fixture holes on 4" center, integral back ledge to accommodate deck-mounted fixtures, brushed/polished interior and top surfaces, and sound deadened. Recommended for use in suspended or U/C/B sink cabinets having a high plastic laminate or Chemsurf laminate countertop/work surface. Coordinate actual outside sink dimensions with the actual clear dimension of cabinet specified to ensure that they are compatible. For general purpose use throughout the facility.
CT020 | Countertop, Solid Surface | 3 | CC | A solid, nonporous countertop with a smooth seamless appearance. Easy to clean and maintain and with proper cleaning does not support the growth of mold. An acrylic-based solid surface product. Standard thickness of 1", and a 4" butt backsplash/curb. Also referred to as a work surface or work top. Available in a choice of colors and depths. Used in lab and other hospital areas requiring optimum physical and chemical resisting properties.
F2010 | Basket, Wastepaper, Step-On | 1 | VV | "Step-on" wastepaper basket with inner liner and foot petal activated flip top.
K1552 | Brewer, Coffee, Auto, Elect, 3 Burner, Front/Back | 1 | VV | Space saving front to back automatic coffee maker. This unit includes a heating tank, connection for a cold water supply, decanter service with three burners, funnel and a water flow controller. The unit is used for semi-automatic coffee brewing in cafeterias and commercial institutions. The unit automatically shuts off the water flow when enough has passed through to fill the pot. The unit is normally provided plumbed with a hot water faucet to the side for making other hot drinks (tea, cider, cocoa, etc.). The database height dimension does not include the clearance for coffee decanters warming on the upper burners.
K2515 | Dishwasher, Household | 1 | CC | Household dishwasher. The unit features several wash cycles for different types of tableware, electronic or push button controls, a sound insulation package, an integral filter and disposal unit and adjustable racks. This unit is used for light work in a laboratory or patient rehabilitation in daily living area of occupational therapy.
K4665 | Oven, Microwave, Consumer | 1 | VV | Counter mounted microwave oven for average duty use. The exterior cabinet can be metal or heavy duty impact resistant plastic. The oven delivers instant energy for rapid heating, defrosting or prime cooking. The oven has touch pad controls, digital timer, power level selector and preprogrammed selectors for commonly cooked items. This oven is commonly found in staff lounges.
K4700 | Range, w/Oven, Gas | 1 | CC | Gas range with a standard or convection oven. The unit features a stainless steel front and top with painted sides; stainless steel sides are available. The range top can have a variety of configurations. The database specifications and pricing are for a six burner basic range with three burners in front and three burners in the rear. The oven has five matched rack position guides and three racks. The gas connections may be via a front or rear manifold. Different models have specific installation requirements, clearances from combustible materials and installation restrictions. Refer to the manufacturers' technical sheets. The database height dimension does not include the riser for an above range shelf. The database electrical specifications are for automatic pilot lighting. The unit is used in hospital food service operations.
M2300 | Washer, Clothes, Automatic | 1 | VV | Large capacity automatic clothes washer with a heavy duty motor. The unit's control system programs load, cycle time, spin speed, fabric, water level and water temperature. The washer includes a bleach and/or fabric softener dispenser and a filter ring for trapping lint.
M2400 | Dryer, Clothes, Automatic, Electric, Household | 1 | VV | Automatic clothes dryer. Electric unit features automatic sensi-dry control with setting for different kinds of fabrics, timed cycle, removable lint filter, drum interior light and enamel finish.
P2100 | Disposal, Garbage, 2 HP Motor | 1 | CC | Garbage disposal. A two (2) horsepower versatile waste disposal unit suitable for facilities where 500 to 1000 meals are prepared and served daily. Requires eight (8) gallons per minute water flow rate, and outlet flange tapped for a two (2) inch pipe. Unit will have a manual reversing switch and shall comply with MIL SPEC No. MIL-G-15840. Multiple electrical configurations are available.
P8710 | Utility Center, Plumbing Connection | 1 | CC | Plumbing connection utility center, sometimes referred to as a 'GUY GRAY BOX'. This recessed utility center provides for hot and cold water connections and a drain connection at sink and other equipment locations. The utility center includes cutoff valves for the water connections, a plug seal for the drain and an outside cover to provide an aesthetic appearance when connections are no longer required. This center may be installed in locations where no plumbing fixtures are included in a design as a future flexibility device, saving many dollars for later facility modifications to incorporate sinks as functions change.
R7250 | Refrigerator/Freezer, 20 Cubic Feet | 1 | VV | Refrigerator/freezer unit. This type unit includes a food saver system that helps keep food fresher. It also includes roll out wheels and is equipped for an optional automatic icemaker. This unit is of commercial or residential design and use.
2 - RSC92 - LTC Ngbrhd Ctr ADL Bathroom, SCI | 2 - RSC92 - LTC Ngbrhd Ctr ADL Bathroom, SCI | 2 - RSC92 - LTC Ngbrhd Ctr ADL Bathroom, SCI | 2 - RSC92 - LTC Ngbrhd Ctr ADL Bathroom, SCI | 2 - RSC92 - LTC Ngbrhd Ctr ADL Bathroom, SCI
JSN | NAME | QTY | ACQ/INS | DESCRIPTION
A1066 | Mirror, Float Glass, With SS Frame | 1 | CC | A high quality 1/4" polished float glass mirror 36X18, framed in a one-piece, bright polished, stainless steel channel frame with 90° mitered corners. All edges of the mirror are protected by absorbing filler strips. Mirror has a galvanized steel back with integral horizontal hanging brackets and wall hanger for concealed mounting. For mounting above single wall mounted lavatories located in toilet areas, Doctors examination offices, etc. May also be used above double lavatories, either wall or countertop mounted, found in restroom areas.
A5030 | Bench, Stall, Shower, Built In | 1 | CC | Shower bench; built-in. Eighteen (18) gauge stainless steel frame with anchors built-in into the wall. Size and shape as required.
A5075 | Dispenser, Soap, Disposable | 1 | VV | Disposable soap dispenser. One-handed dispensing operation. Designed to accommodate disposable soap cartridge and valve.
A5077 | Dispenser, Hand Sanitizer, Hands-Free | 1 | VV | A touch free wall-mounted hand sanitizer dispenser. For use throughout a healthcare facility. Unit does not include the sanitizing liquid. Units are battery operated.
A5082 | Dispenser, Paper Towel, Sensor, Hands Free | 1 | CC | A surface mounted, sensor activated, automatic, roll paper towel dispenser. The unit dispenses a paper towel automatically only when hands are place in position below the dispenser for maximum sanitation and hygiene. May include adjustable settings for sheet length, time delay, and sensor range. Unit is battery operated or with optional AC power adapter.
A5109 | Grab Bar, 1-1/4" Dia., SS, 2 Wall, W/C Accessible | 2 | CC | A 1-1/4" diameter, satin finish stainless steel, peened gripping surface, 2 wall toilet stall/ room, grab bar with concealed mounting flanges. Snap over flanges are provided to conceal mounting screws. A selection of mounting kits and concealed anchor devices are available from the manufacturers for different types of installations. Grab bar shall comply with barrier-free accessibility guidelines for structural strength. For typical water closet applications in toilet stalls and rooms where ADA (American's With Disabilities Act) requirements must be met.
A5110 | Grab Bar, 1-1/4" Dia., SS, 2 Wall, Shower Use | 5 | CC | A 1-1/4" diameter, satin finish stainless steel, peened gripping surface, 2 wall shower, grab bar with concealed mounting flanges. Snap over flanges are provided to conceal mounting screws. A selection of mounting kits and concealed anchor devices are available from the manufacturers for different types of installations. Grab bar shall comply with barrier-free accessibility guidelines for structural strength. For typical applications in shower stalls where ADA (American's With Disabilities Act) requirements must be met.
A5145 | Hook, Garment, Double, SS, Surface Mounted | 1 | CC | A surface mounted, satin finish stainless steel, double garment hook. Equipped with a concealed mounting bracket that is secured to a concealed wall plate. For general purpose use throughout the facility to hang various items of apparel.
A5175 | Soap Dish, With Bar, SS, Recessed | 1 | CC | A recessed mounted, satin finish stainless steel, soap dish with bar. Soap dish furnished with retaining lip and mounting clamp for installation in stud walls or countertop aprons. For general purpose use in shower stalls or at bathtub locations.
A5200 | Dispenser, Toilet Tissue, SS, 2-Roll, Surface Mntd | 1 | CC | A concealed surface mounted, double roll, satin finish stainless steel, toilet tissue dispenser. Unit accommodates two standard-core toilet tissue rolls through 5" in diameter. Spindles are chrome plated plastic with a heavy-duty internal spring and turn freely for non-controlled delivery. For general purpose use in restrooms.
CT025 | Countertop, Solid Surface with Sink Combination | 1 | CC | A solid, nonporous countertop approximately 36"W x 22"D with a undercounter sink combination. The countertop is an acrylic-based solid surface product with a standard thickness of 1", and a 4" butt backsplash/curb. Surfaces will be easy to clean and maintain. Also referred to as a work surface or work top with sink. Available in a choice of colors, depths and sink shapes. Used for various applications in patient rooms, restrooms and throughout the facility. Usually a part of a casework interior design program. Unit does not include the drain and faucet.
F2010 | Basket, Wastepaper, Step-On | 1 | VV | "Step-on" wastepaper basket with inner liner and foot petal activated flip top.
M3070 | Hamper, Linen, Mobile, w/Lid | 1 | VV | Mobile linen hamper with hand or foot operated lid. Made of heavy tubular stainless steel with heavy gauge welded steel platform. Holds 25" hamper bags. Mounted on ball bearing casters. For linen transport in hospitals and clinics.
P1050 | Bathtub, Patient | 1 | CC | White acrylic bathtub used for patient bathing. Includes drain and skirt.
P5040 | Shower, Single, Hand-Held | 1 | CC | A complete, barrier-free, single hand-held, personal shower system. The shower system includes: pressure balanced mixing valve with high temperature limit stop; personal hand shower; shower hose; wall supply; and slide bar. For general purpose use throughout the facility in shower stalls.
P9050 | Toilet, Wall Hung, Siphon Jet | 1 | CC | Siphon jet water closet/ toilet. This unit is wall hung with an elongated bowl, top spud flushometer, seat with open front and check hinge, and carrier. Used in restrooms throughout the health care facility.
3 - RSC93 - LTC Ngbrhd Ctr ADL Staff Treatment Station, SCI | 3 - RSC93 - LTC Ngbrhd Ctr ADL Staff Treatment Station, SCI | 3 - RSC93 - LTC Ngbrhd Ctr ADL Staff Treatment Station, SCI | 3 - RSC93 - LTC Ngbrhd Ctr ADL Staff Treatment Station, SCI | 3 - RSC93 - LTC Ngbrhd Ctr ADL Staff Treatment Station, SCI
JSN | NAME | QTY | ACQ/INS | DESCRIPTION
A1010 | Telecommunication Outlet | 1 | VV | Telecommunication outlet location.
A1015 | Telephone, Desk, Multiple Line | 1 | VV | Telephone, desk, multiple line.
E0123 | Workstation, Straight, Free Standing, 72" W | 1 | VV | This JSN will provide a whole work station typical to quickly plan work in areas in clinical or administrative spaces. There will be a price decrease if typical work stations are used with vertical hanging strips instead of panels. THIS TYPICAL INCLUDES: 4 Standard Solid Panels 2 Panel Connectors, 2-Way Corner 1 Panel-to-Panel Connector 2 Finished End Hardware 1 Cantilevered, Work Surface 2 Lockable Flipper Units 2 Shelf, Storage/Displays 2 Lights 1 Tack board 1 Tool Rail 1 Paper Tray 1 Diagonal Tray 1 Adjustable Keyboard Tray 1 Mobile Pedestal, Box/File
F0275 | Chair, Swivel, High Back | 1 | VV | Highback contemporary swivel chair, 41" high X 23" wide X 23" deep with five (5) caster swivel base and arms. Chair may be used at desks or in conference rooms. Back and seat are foam padded and upholstered with either woven textile fabric or vinyl.
F0420 | Cabinet, Filing, Lateral, Half Height | 1 | VV | Half height two (2) or three (3) drawer lateral filing cabinet, 28" high X 42" wide X 18" deep with recessed handles, locking device and drawer label holders. Drawers are adaptable to either letter or legal size materials.
F2000 | Basket, Wastepaper, Fire Resistant | 1 | VV | Wastepaper basket, fire resistant, approximately 40 quart capacity. This unit is used to collect and temporarily store small quantities of paper refuse in patient rooms, administrative areas and nursing stations. Size and shape varies depending on the application and manufacturer selected.
M1801 | Computer, Microprocessing, w/Flat Panel Monitor | 1 | VV | Desk top microprocessing computer. The unit shall consist of a central processing mini tower, flat panel monitor, keyboard, mouse and speakers. The system shall have the following minimum characteristics: a 2.8 GHz Pentium processor; 512 MB memory; 80GB hard drive; 32/48x CD-ROMDVD combo; 1.44MB network interface card; video 32 MB NVIDIA; a 18 inch flat panel monitor. The computer is used throughout the facility to input, manipulate and retrieve information.
4 - RSC94 - LTC Ngbrhd Ctr ADL Closet, SCI | 4 - RSC94 - LTC Ngbrhd Ctr ADL Closet, SCI | 4 - RSC94 - LTC Ngbrhd Ctr ADL Closet, SCI | 4 - RSC94 - LTC Ngbrhd Ctr ADL Closet, SCI | 4 - RSC94 - LTC Ngbrhd Ctr ADL Closet, SCI
JSN | NAME | QTY | ACQ/INS | DESCRIPTION
E0818 | Module, Wardrobe, Extended, Patient Bedroom - Family | 1 | VV | A module of a wardrobe and cabinets for use in patient bedrooms. The unit is custom configured and will have a swing door wardrobe, a desk and various storage units with overhead cabinet and shelf. The unit will be approximately 120"W x 20" D x 84" H. The wardrobe will have a top shelf with a coat rod. The module price and dimensions are for items identified in the PDF document. Many different configurations are available. Overhead lights may also be added to the module
25 - SCI/D CENTER LONG TERM CARE NEIGHBORHOOD CENTER (LTC-NC) THERAPY SUPPORT AREA | 25 - SCI/D CENTER LONG TERM CARE NEIGHBORHOOD CENTER (LTC-NC) THERAPY SUPPORT AREA | 25 - SCI/D CENTER LONG TERM CARE NEIGHBORHOOD CENTER (LTC-NC) THERAPY SUPPORT AREA | 25 - SCI/D CENTER LONG TERM CARE NEIGHBORHOOD CENTER (LTC-NC) THERAPY SUPPORT AREA | 25 - SCI/D CENTER LONG TERM CARE NEIGHBORHOOD CENTER (LTC-NC) THERAPY SUPPORT AREA
1 - SB071 - SCI LTC Ngbrhd Ctr Accessible Waiting, Bldg Sprt | 1 - SB071 - SCI LTC Ngbrhd Ctr Accessible Waiting, Bldg Sprt | 1 - SB071 - SCI LTC Ngbrhd Ctr Accessible Waiting, Bldg Sprt | 1 - SB071 - SCI LTC Ngbrhd Ctr Accessible Waiting, Bldg Sprt | 1 - SB071 - SCI LTC Ngbrhd Ctr Accessible Waiting, Bldg Sprt
JSN | NAME | QTY | ACQ/INS | DESCRIPTION
A5077 | Dispenser, Hand Sanitizer, Hands-Free | 1 | VV | A touch free wall-mounted hand sanitizer dispenser. For use throughout a healthcare facility. Unit does not include the sanitizing liquid. Units are battery operated.
A5210 | Bracket, Television, Wall Mounted, w/Adjust Arm | 1 | VV | Wall mounted television bracket with adjustable arm. Consists of movable arm with minimum 120 degree swivel. Designed for holding wall mounted, flat panel television units in patient rooms.
A5220 | Bracket, Television, Wall Backing | 1 | CC | Wall mounted television bracket backing which provides additional support and strength for the installation of the television bracket. Option available for interior or exterior plate and sized for 12” 16” or 24” stud spacing.
A6046 | Artwork, Decorative, With Frame | 1 | VV | This JSN is to be used for determining and defining location of decorative artwork.
F0206 | Chair, Side, Bariatric, With Arms | 1 | VV | A bariatric side chair with arms for use in a waiting room, lobby or other patient area. Chair will have a padded seat and back and have a capacity of 800 pounds.
F0305 | Chair, Waiting Room, Single | 4 | VV | Single seat waiting room chair with foam padded seat and back. Upholstered with either woven fabric textile or vinyl. Arms and floor glides included.
F2000 | Basket, Wastepaper, Fire Resistant | 1 | VV | Wastepaper basket, fire resistant, approximately 40 quart capacity. This unit is used to collect and temporarily store small quantities of paper refuse in patient rooms, administrative areas and nursing stations. Size and shape varies depending on the application and manufacturer selected.
F2300 | Rack, Magazine, Wall Mounted | 1 | VV | Wall mounted magazine rack with nine (9) magazine holding compartments.
F3200 | Clock, Battery, 12" Diameter | 1 | VV | Clock, 12" diameter. Round surface, easy to read numbers with sweep second hand. Wall mounted unit for use when impractical to install a fully synchronized clock system. Battery operated, (batteries not included).
M0506 | Television, Flat Screen | 1 | VV | Flat screen television with approximately 32'" to 40' diagonal screen size. The TV will have built-in speakers, NTSC tuner, a 16:9 wide screen aspect ratio, a minimum of 1280 x 768 resolution and a remote control.
2 - SB201 - SCI LTC Ngbrhd Ctr Patient Toilet, Bldg Sprt | 2 - SB201 - SCI LTC Ngbrhd Ctr Patient Toilet, Bldg Sprt | 2 - SB201 - SCI LTC Ngbrhd Ctr Patient Toilet, Bldg Sprt | 2 - SB201 - SCI LTC Ngbrhd Ctr Patient Toilet, Bldg Sprt | 2 - SB201 - SCI LTC Ngbrhd Ctr Patient Toilet, Bldg Sprt
JSN | NAME | QTY | ACQ/INS | DESCRIPTION
A1067 | Mirror, Float Glass, ADA Accessible | 1 | CC | A high quality 1/4" polished float glass mirror with a stainless steel frame. Frame holds mirror in a tilted position for accessibility and compliance with ADA requirements. Mirror has a galvanized steel back secured to frame with concealed screws with integral horizontal hanging brackets. Mirror shall be approximately 18" wide and 36" high. Other sizes are available.
A5075 | Dispenser, Soap, Disposable | 1 | VV | Disposable soap dispenser. One-handed dispensing operation. Designed to accommodate disposable soap cartridge and valve.
A5082 | Dispenser, Paper Towel, Sensor, Hands Free | 1 | CC | A surface mounted, sensor activated, automatic, roll paper towel dispenser. The unit dispenses a paper towel automatically only when hands are place in position below the dispenser for maximum sanitation and hygiene. May include adjustable settings for sheet length, time delay, and sensor range. Unit is battery operated or with optional AC power adapter.
A5090 | Disposal, Sanitary Napkin, SS, Surface Mounted | 1 | CC | A surface mounted, satin finish stainless steel, sanitary napkin disposal. Disposal features a flip-up cover, secured to the container by a heavy duty stainless steel piano-hinge. Disposal may be secured to wall or toilet partition. For general purpose use in female toilet stalls or rooms and uni-sex toilet rooms.
A5109 | Grab Bar, 1-1/4" Dia., SS, 2 Wall, W/C Accessible | 1 | CC | A 1-1/4" diameter, satin finish stainless steel, peened gripping surface, 2 wall toilet stall/ room, grab bar with concealed mounting flanges. Snap over flanges are provided to conceal mounting screws. A selection of mounting kits and concealed anchor devices are available from the manufacturers for different types of installations. Grab bar shall comply with barrier-free accessibility guidelines for structural strength. For typical water closet applications in toilet stalls and rooms where ADA (American's With Disabilities Act) requirements must be met.
A5145 | Hook, Garment, Double, SS, Surface Mounted | 1 | CC | A surface mounted, satin finish stainless steel, double garment hook. Equipped with a concealed mounting bracket that is secured to a concealed wall plate. For general purpose use throughout the facility to hang various items of apparel.
A5200 | Dispenser, Toilet Tissue, SS, 2-Roll, Surface Mntd | 1 | CC | A concealed surface mounted, double roll, satin finish stainless steel, toilet tissue dispenser. Unit accommodates two standard-core toilet tissue rolls through 5" in diameter. Spindles are chrome plated plastic with a heavy-duty internal spring and turn freely for non-controlled delivery. For general purpose use in restrooms.
F2010 | Basket, Wastepaper, Step-On | 1 | VV | "Step-on" wastepaper basket with inner liner and foot petal activated flip top.
P3000 | Lavatory, Vitreous China, Straight Back | 1 | CC | Wall mounted, vitreous china lavatory (approximate bowl size 7"x15"x10") with: straight-front apron, straight or contoured back; faucet holes on 4" centers; gooseneck spout; wrist blade handles; and grid strainer. It shall be suitable for use in clinics, offices, washrooms or patient care areas.
P9050 | Toilet, Wall Hung, Siphon Jet | 1 | CC | Siphon jet water closet/ toilet. This unit is wall hung with an elongated bowl, top spud flushometer, seat with open front and check hinge, and carrier. Used in restrooms throughout the health care facility.
3 - SC471 - SCI LTC Ngbrhd Ctr Clean Linen Room, EMS | 3 - SC471 - SCI LTC Ngbrhd Ctr Clean Linen Room, EMS | 3 - SC471 - SCI LTC Ngbrhd Ctr Clean Linen Room, EMS | 3 - SC471 - SCI LTC Ngbrhd Ctr Clean Linen Room, EMS | 3 - SC471 - SCI LTC Ngbrhd Ctr Clean Linen Room, EMS
JSN | NAME | QTY | ACQ/INS | DESCRIPTION
M2055 | Shelving, Storage, Wire, CRS, w/Adjustable Shelves | 1 | VV | Stationary, wire, shelving unit. Unit has fully adjustable shelves constructed of stainless steel. For use in general purpose storage areas. Shelving is provided in various sizes and configurations. Price provided is for a unit approximately 74"H x 18"D x 48"W with four shelves.
4 - SC452 - SCI LTC Ngbrhd Ctr Soiled Linen Room, EMS | 4 - SC452 - SCI LTC Ngbrhd Ctr Soiled Linen Room, EMS | 4 - SC452 - SCI LTC Ngbrhd Ctr Soiled Linen Room, EMS | 4 - SC452 - SCI LTC Ngbrhd Ctr Soiled Linen Room, EMS | 4 - SC452 - SCI LTC Ngbrhd Ctr Soiled Linen Room, EMS
JSN | NAME | QTY | ACQ/INS | DESCRIPTION
F0510 | Cart, Linen, Soiled | 1 | VV | Soiled linen collection cart, approximately 70" H x 68" W x 28" D with four (4) casters. Used to transport clean or soiled laundry.
5 - SB244 - SCI LTC Ngbrhd Ctr Housekeeping Aides Closet (HAC), Bldg Sprt | 5 - SB244 - SCI LTC Ngbrhd Ctr Housekeeping Aides Closet (HAC), Bldg Sprt | 5 - SB244 - SCI LTC Ngbrhd Ctr Housekeeping Aides Closet (HAC), Bldg Sprt | 5 - SB244 - SCI LTC Ngbrhd Ctr Housekeeping Aides Closet (HAC), Bldg Sprt | 5 - SB244 - SCI LTC Ngbrhd Ctr Housekeeping Aides Closet (HAC), Bldg Sprt
JSN | NAME | QTY | ACQ/INS | DESCRIPTION
A5075 | Dispenser, Soap, Disposable | 1 | VV | Disposable soap dispenser. One-handed dispensing operation. Designed to accommodate disposable soap cartridge and valve.
A5080 | Dispenser, Paper Towel, SS, Surface Mounted | 1 | CC | A surface mounted, satin finish stainless steel, single-fold, paper towel dispenser. Dispenser features: tumbler lock; front hinged at bottom; and refill indicator slot. Minimum capacity 400 single-fold paper towels. For general purpose use throughout the facility.
A5107 | Dispenser, Glove, Surgical/Examination, Wall Mntd | 1 | VV | Examination three (Small Medium, Large) glove dispenser box for wall mounting. Fabricated of either cold rolled steel with a white baked enamel finish, plastic or acrylic. Hardware not included, Option 3 powder coated steel.
A5135 | Shelf, Utility W/ Mop/Broom Holders, SS, Surf Mntd | 1 | CC | A surface mounted, satin finish stainless steel, utility shelf with a maximum of 6 mop/broom holders and 5 rag hooks. Utility shelf features: 8" deep shelf; mounting brackets welded to shelf; spring activated rubber cam holders; and drying rod. Unit is available in various widths 30" (minimum, 3 holders and 2 hooks) to 48" (maximum, 6 holders and 5 hooks). For use in janitor closets. Pricing based on a 36" width.
F0500 | Cart, Janitor's | 1 | VV | Janitors cart, 38" high X 66" wide X 20" deep with 25 gallon heavy duty collection bag. Accommodations for locking vault and janitorial support items (broom, dust pan, chemicals, mop and mop bucket; not included).
F0505 | Bucket, Mop, With Wringer, 26 Quart | 1 | VV | Mobile mop bucket / wringer combination, approximately 35" H x 17" W x 22" D with four 2" casters. Total capacity is 26 quarts. Unit used for general hard surface floor maintenance.
P2000 | Eyewash, Wall Mounted, Hands-Free | 1 | CC | Wall mounted emergency eye wash station. The flow of water from the unit is activated by hand. Upon initiation of water flow the unit will operate hands free to provide streams of water to clear foreign particles or dilute caustic liquids from the eyes in emergency situations. Used in laboratories and areas of the hospital where employees are subject to foreign bodies or liquid material to the eyes.
P2451 | Valve, Mixing, Thermostatic, Eyewash | 1 | CC | Emergency tempering valve thermostatically mixes hot and cold water to provide a safe fluid supply for a single emergency eye/face wash with a flow rate of 10 gpm (38.8L)
P4700 | Sink, Mop, Molded Stone | 1 | CC | Mop service sink approximately 10"H x 36"W x 24"D. Also called a mop service basin and a mop receptor. Unit is made of molded stone and is a one piece item. It shall include a service faucet hose, hose bracket and mop hanger. Used in utility rooms for cleaning mops and floor cleaning equipment.
26 - SCI/D CENTER OUTPATIENT (OP) RECEPTION AREA | 26 - SCI/D CENTER OUTPATIENT (OP) RECEPTION AREA | 26 - SCI/D CENTER OUTPATIENT (OP) RECEPTION AREA | 26 - SCI/D CENTER OUTPATIENT (OP) RECEPTION AREA | 26 - SCI/D CENTER OUTPATIENT (OP) RECEPTION AREA
1 - SB071 - SCI OP Accessible Waiting, Bldg Sprt | 1 - SB071 - SCI OP Accessible Waiting, Bldg Sprt | 1 - SB071 - SCI OP Accessible Waiting, Bldg Sprt | 1 - SB071 - SCI OP Accessible Waiting, Bldg Sprt | 1 - SB071 - SCI OP Accessible Waiting, Bldg Sprt
JSN | NAME | QTY | ACQ/INS | DESCRIPTION
A5077 | Dispenser, Hand Sanitizer, Hands-Free | 1 | VV | A touch free wall-mounted hand sanitizer dispenser. For use throughout a healthcare facility. Unit does not include the sanitizing liquid. Units are battery operated.
A5210 | Bracket, Television, Wall Mounted, w/Adjust Arm | 1 | VV | Wall mounted television bracket with adjustable arm. Consists of movable arm with minimum 120 degree swivel. Designed for holding wall mounted, flat panel television units in patient rooms.
A5220 | Bracket, Television, Wall Backing | 1 | CC | Wall mounted television bracket backing which provides additional support and strength for the installation of the television bracket. Option available for interior or exterior plate and sized for 12” 16” or 24” stud spacing.
A6046 | Artwork, Decorative, With Frame | 1 | VV | This JSN is to be used for determining and defining location of decorative artwork.
F0206 | Chair, Side, Bariatric, With Arms | 1 | VV | A bariatric side chair with arms for use in a waiting room, lobby or other patient area. Chair will have a padded seat and back and have a capacity of 800 pounds.
F0305 | Chair, Waiting Room, Single | 4 | VV | Single seat waiting room chair with foam padded seat and back. Upholstered with either woven fabric textile or vinyl. Arms and floor glides included.
F2000 | Basket, Wastepaper, Fire Resistant | 1 | VV | Wastepaper basket, fire resistant, approximately 40 quart capacity. This unit is used to collect and temporarily store small quantities of paper refuse in patient rooms, administrative areas and nursing stations. Size and shape varies depending on the application and manufacturer selected.
F2300 | Rack, Magazine, Wall Mounted | 1 | VV | Wall mounted magazine rack with nine (9) magazine holding compartments.
F3200 | Clock, Battery, 12" Diameter | 1 | VV | Clock, 12" diameter. Round surface, easy to read numbers with sweep second hand. Wall mounted unit for use when impractical to install a fully synchronized clock system. Battery operated, (batteries not included).
M0506 | Television, Flat Screen | 1 | VV | Flat screen television with approximately 32'" to 40' diagonal screen size. The TV will have built-in speakers, NTSC tuner, a 16:9 wide screen aspect ratio, a minimum of 1280 x 768 resolution and a remote control.
2 - SB051 - SCI OP Family Waiting, Bldg Sprt | 2 - SB051 - SCI OP Family Waiting, Bldg Sprt | 2 - SB051 - SCI OP Family Waiting, Bldg Sprt | 2 - SB051 - SCI OP Family Waiting, Bldg Sprt | 2 - SB051 - SCI OP Family Waiting, Bldg Sprt
JSN | NAME | QTY | ACQ/INS | DESCRIPTION
A5077 | Dispenser, Hand Sanitizer, Hands-Free | 1 | VV | A touch free wall-mounted hand sanitizer dispenser. For use throughout a healthcare facility. Unit does not include the sanitizing liquid. Units are battery operated.
F0250 | Chair, Arm, Lounge Type | 1 | VV | Lounge chair approximately 33" high X 28" wide X 29" deep, with arms and floor glides. Chair completely padded and upholstered in either woven textile fabric or vinyl.
F0375 | Sofa, Upholstered | 1 | VV | Executive sofa with woven fabric textile or vinyl upholstery, foam padded arms, steel spring and foam rubber backs and seats, and floor glides.
F2000 | Basket, Wastepaper, Fire Resistant | 2 | VV | Wastepaper basket, fire resistant, approximately 40 quart capacity. This unit is used to collect and temporarily store small quantities of paper refuse in patient rooms, administrative areas and nursing stations. Size and shape varies depending on the application and manufacturer selected.
F3200 | Clock, Battery, 12" Diameter | 1 | VV | Clock, 12" diameter. Round surface, easy to read numbers with sweep second hand. Wall mounted unit for use when impractical to install a fully synchronized clock system. Battery operated, (batteries not included).
3 - SC183 - SCI OP Reception, Clncl Sprt | 3 - SC183 - SCI OP Reception, Clncl Sprt | 3 - SC183 - SCI OP Reception, Clncl Sprt | 3 - SC183 - SCI OP Reception, Clncl Sprt | 3 - SC183 - SCI OP Reception, Clncl Sprt
JSN | NAME | QTY | ACQ/INS | DESCRIPTION
A1015 | Telephone, Desk, Multiple Line | 1 | VV | Telephone, desk, multiple line.
A6105 | Counter, Reception Control, Built-In | 1 | CC | Counter, control, inpatient, built-in. Consists of two 18” wide base cabinets with two drawers and file drawer, two 30” wide pencil drawers and two 18” wide base cabinet with four drawers. The countertop shall be a composition of wood particle core with plastic laminate surface having a hard smooth surface finish, standard thickness of 1” and a 4” butt backsplash/curb. Pricing based on a 30" depth.
F0275 | Chair, Swivel, High Back | 1 | VV | Highback contemporary swivel chair, 41" high X 23" wide X 23" deep with five (5) caster swivel base and arms. Chair may be used at desks or in conference rooms. Back and seat are foam padded and upholstered with either woven textile fabric or vinyl.
F2000 | Basket, Wastepaper, Fire Resistant | 1 | VV | Wastepaper basket, fire resistant, approximately 40 quart capacity. This unit is used to collect and temporarily store small quantities of paper refuse in patient rooms, administrative areas and nursing stations. Size and shape varies depending on the application and manufacturer selected.
M1801 | Computer, Microprocessing, w/Flat Panel Monitor | 1 | VV | Desk top microprocessing computer. The unit shall consist of a central processing mini tower, flat panel monitor, keyboard, mouse and speakers. The system shall have the following minimum characteristics: a 2.8 GHz Pentium processor; 512 MB memory; 80GB hard drive; 32/48x CD-ROMDVD combo; 1.44MB network interface card; video 32 MB NVIDIA; a 18 inch flat panel monitor. The computer is used throughout the facility to input, manipulate and retrieve information.
4 - SC165 - SCI OP Patient Check-in Kiosk, Clncl Sprt | 4 - SC165 - SCI OP Patient Check-in Kiosk, Clncl Sprt | 4 - SC165 - SCI OP Patient Check-in Kiosk, Clncl Sprt | 4 - SC165 - SCI OP Patient Check-in Kiosk, Clncl Sprt | 4 - SC165 - SCI OP Patient Check-in Kiosk, Clncl Sprt
JSN | NAME | QTY | ACQ/INS | DESCRIPTION
M1890 | Kiosk, Educational, Stand-Up | 1 | VV | A free standing Kiosk providing educational information for patients. The kiosk will, as a minimum, include a computer, an LCD display of approximately 19" with a touch screen, keyboard with track ball, speakers, printer, card reader, bar code scanner and housed in a durable steel enclosure. The unit will contain all necessary software packages to satisfy a wide spectrum of information distribution. Final configuration of kiosk will be determined at time of purchase.
5 - SS218 - SCI OP Volunteer Workstation, Stff Sprt | 5 - SS218 - SCI OP Volunteer Workstation, Stff Sprt | 5 - SS218 - SCI OP Volunteer Workstation, Stff Sprt | 5 - SS218 - SCI OP Volunteer Workstation, Stff Sprt | 5 - SS218 - SCI OP Volunteer Workstation, Stff Sprt
JSN | NAME | QTY | ACQ/INS | DESCRIPTION
A1010 | Telecommunication Outlet | 2 | VV | Telecommunication outlet location.
A1015 | Telephone, Desk, Multiple Line | 1 | VV | Telephone, desk, multiple line.
E0123 | Workstation, Straight, Free Standing, 72" W | 1 | VV | This JSN will provide a whole work station typical to quickly plan work in areas in clinical or administrative spaces. There will be a price decrease if typical work stations are used with vertical hanging strips instead of panels. THIS TYPICAL INCLUDES: 4 Standard Solid Panels 2 Panel Connectors, 2-Way Corner 1 Panel-to-Panel Connector 2 Finished End Hardware 1 Cantilevered, Work Surface 2 Lockable Flipper Units 2 Shelf, Storage/Displays 2 Lights 1 Tack board 1 Tool Rail 1 Paper Tray 1 Diagonal Tray 1 Adjustable Keyboard Tray 1 Mobile Pedestal, Box/File
F0275 | Chair, Swivel, High Back | 1 | VV | Highback contemporary swivel chair, 41" high X 23" wide X 23" deep with five (5) caster swivel base and arms. Chair may be used at desks or in conference rooms. Back and seat are foam padded and upholstered with either woven textile fabric or vinyl.
F0420 | Cabinet, Filing, Lateral, Half Height | 1 | VV | Half height two (2) or three (3) drawer lateral filing cabinet, 28" high X 42" wide X 18" deep with recessed handles, locking device and drawer label holders. Drawers are adaptable to either letter or legal size materials.
F2000 | Basket, Wastepaper, Fire Resistant | 1 | VV | Wastepaper basket, fire resistant, approximately 40 quart capacity. This unit is used to collect and temporarily store small quantities of paper refuse in patient rooms, administrative areas and nursing stations. Size and shape varies depending on the application and manufacturer selected.
M1801 | Computer, Microprocessing, w/Flat Panel Monitor | 1 | VV | Desk top microprocessing computer. The unit shall consist of a central processing mini tower, flat panel monitor, keyboard, mouse and speakers. The system shall have the following minimum characteristics: a 2.8 GHz Pentium processor; 512 MB memory; 80GB hard drive; 32/48x CD-ROMDVD combo; 1.44MB network interface card; video 32 MB NVIDIA; a 18 inch flat panel monitor. The computer is used throughout the facility to input, manipulate and retrieve information.
6 - SC172 - SCI OP Patient Education Workstation, Clncl Sprt | 6 - SC172 - SCI OP Patient Education Workstation, Clncl Sprt | 6 - SC172 - SCI OP Patient Education Workstation, Clncl Sprt | 6 - SC172 - SCI OP Patient Education Workstation, Clncl Sprt | 6 - SC172 - SCI OP Patient Education Workstation, Clncl Sprt
JSN | NAME | QTY | ACQ/INS | DESCRIPTION
A1010 | Telecommunication Outlet | 1 | VV | Telecommunication outlet location.
A6046 | Artwork, Decorative, With Frame | 1 | VV | This JSN is to be used for determining and defining location of decorative artwork.
E0042 | Workcenter, Computer, Free Standing, 48" W | 1 | VV | THIS TYPICAL INCLUDES: 1 Tool Rail 2 Paper Tray 1 Diagonal Tray 1 Freestanding Work Surface 1 Mobile Pedestal, Box/File 1 Adjustable Keyboard Tray
F0280 | Chair, Swivel, Low Back | 1 | VV | Low back contemporary swivel chair, 37" high X 25" wide X 31" deep with a five (5) caster swivel base, arms and foam padded seat and back upholstered with either woven textile fabric or vinyl.
F2000 | Basket, Wastepaper, Fire Resistant | 1 | VV | Wastepaper basket, fire resistant, approximately 40 quart capacity. This unit is used to collect and temporarily store small quantities of paper refuse in patient rooms, administrative areas and nursing stations. Size and shape varies depending on the application and manufacturer selected.
F3200 | Clock, Battery, 12" Diameter | 1 | VV | Clock, 12" diameter. Round surface, easy to read numbers with sweep second hand. Wall mounted unit for use when impractical to install a fully synchronized clock system. Battery operated, (batteries not included).
M1801 | Computer, Microprocessing, w/Flat Panel Monitor | 1 | VV | Desk top microprocessing computer. The unit shall consist of a central processing mini tower, flat panel monitor, keyboard, mouse and speakers. The system shall have the following minimum characteristics: a 2.8 GHz Pentium processor; 512 MB memory; 80GB hard drive; 32/48x CD-ROMDVD combo; 1.44MB network interface card; video 32 MB NVIDIA; a 18 inch flat panel monitor. The computer is used throughout the facility to input, manipulate and retrieve information.
M1825 | Printer, Computer | 1 | VV | High resolution computer printer with a variety of type styles and sheet/envelope feeder trays. Database information reflects network ready, medium duty office style laser printers. Other types of printers (bubble jet, dot matrix, line or plotter) as well as light or heavy use capabilities are available.
7 - SB144 - SCI OP Male Toilet, Bldg Sprt | 7 - SB144 - SCI OP Male Toilet, Bldg Sprt | 7 - SB144 - SCI OP Male Toilet, Bldg Sprt | 7 - SB144 - SCI OP Male Toilet, Bldg Sprt | 7 - SB144 - SCI OP Male Toilet, Bldg Sprt
JSN | NAME | QTY | ACQ/INS | DESCRIPTION
A1067 | Mirror, Float Glass, ADA Accessible | 1 | CC | A high quality 1/4" polished float glass mirror with a stainless steel frame. Frame holds mirror in a tilted position for accessibility and compliance with ADA requirements. Mirror has a galvanized steel back secured to frame with concealed screws with integral horizontal hanging brackets. Mirror shall be approximately 18" wide and 36" high. Other sizes are available.
A5075 | Dispenser, Soap, Disposable | 1 | VV | Disposable soap dispenser. One-handed dispensing operation. Designed to accommodate disposable soap cartridge and valve.
A5082 | Dispenser, Paper Towel, Sensor, Hands Free | 1 | CC | A surface mounted, sensor activated, automatic, roll paper towel dispenser. The unit dispenses a paper towel automatically only when hands are place in position below the dispenser for maximum sanitation and hygiene. May include adjustable settings for sheet length, time delay, and sensor range. Unit is battery operated or with optional AC power adapter.
A5090 | Disposal, Sanitary Napkin, SS, Surface Mounted | 1 | CC | A surface mounted, satin finish stainless steel, sanitary napkin disposal. Disposal features a flip-up cover, secured to the container by a heavy duty stainless steel piano-hinge. Disposal may be secured to wall or toilet partition. For general purpose use in female toilet stalls or rooms and uni-sex toilet rooms.
A5109 | Grab Bar, 1-1/4" Dia., SS, 2 Wall, W/C Accessible | 1 | CC | A 1-1/4" diameter, satin finish stainless steel, peened gripping surface, 2 wall toilet stall/ room, grab bar with concealed mounting flanges. Snap over flanges are provided to conceal mounting screws. A selection of mounting kits and concealed anchor devices are available from the manufacturers for different types of installations. Grab bar shall comply with barrier-free accessibility guidelines for structural strength. For typical water closet applications in toilet stalls and rooms where ADA (American's With Disabilities Act) requirements must be met.
A5145 | Hook, Garment, Double, SS, Surface Mounted | 1 | CC | A surface mounted, satin finish stainless steel, double garment hook. Equipped with a concealed mounting bracket that is secured to a concealed wall plate. For general purpose use throughout the facility to hang various items of apparel.
A5200 | Dispenser, Toilet Tissue, SS, 2-Roll, Surface Mntd | 1 | CC | A concealed surface mounted, double roll, satin finish stainless steel, toilet tissue dispenser. Unit accommodates two standard-core toilet tissue rolls through 5" in diameter. Spindles are chrome plated plastic with a heavy-duty internal spring and turn freely for non-controlled delivery. For general purpose use in restrooms.
CT025 | Countertop, Solid Surface with Sink Combination | 1 | CC | A solid, nonporous countertop approximately 36"W x 22"D with a undercounter sink combination. The countertop is an acrylic-based solid surface product with a standard thickness of 1", and a 4" butt backsplash/curb. Surfaces will be easy to clean and maintain. Also referred to as a work surface or work top with sink. Available in a choice of colors, depths and sink shapes. Used for various applications in patient rooms, restrooms and throughout the facility. Usually a part of a casework interior design program. Unit does not include the drain and faucet.
F2015 | Basket, Wastepaper, Metal/Plastic,2 Swinging Doors | 1 | VV | Metal receptacle for soiled / used towels or waste. Equipped with a removable tapered top with two independently operating self-closing, spring hinged doors. Used in public facilities for the collection and temporary storage of refuse.
P9050 | Toilet, Wall Hung, Siphon Jet | 1 | CC | Siphon jet water closet/ toilet. This unit is wall hung with an elongated bowl, top spud flushometer, seat with open front and check hinge, and carrier. Used in restrooms throughout the health care facility.
8 - SB144 - SCI OP Female Toilet, Bldg Sprt | 8 - SB144 - SCI OP Female Toilet, Bldg Sprt | 8 - SB144 - SCI OP Female Toilet, Bldg Sprt | 8 - SB144 - SCI OP Female Toilet, Bldg Sprt | 8 - SB144 - SCI OP Female Toilet, Bldg Sprt
JSN | NAME | QTY | ACQ/INS | DESCRIPTION
A1067 | Mirror, Float Glass, ADA Accessible | 1 | CC | A high quality 1/4" polished float glass mirror with a stainless steel frame. Frame holds mirror in a tilted position for accessibility and compliance with ADA requirements. Mirror has a galvanized steel back secured to frame with concealed screws with integral horizontal hanging brackets. Mirror shall be approximately 18" wide and 36" high. Other sizes are available.
A5075 | Dispenser, Soap, Disposable | 1 | VV | Disposable soap dispenser. One-handed dispensing operation. Designed to accommodate disposable soap cartridge and valve.
A5082 | Dispenser, Paper Towel, Sensor, Hands Free | 1 | CC | A surface mounted, sensor activated, automatic, roll paper towel dispenser. The unit dispenses a paper towel automatically only when hands are place in position below the dispenser for maximum sanitation and hygiene. May include adjustable settings for sheet length, time delay, and sensor range. Unit is battery operated or with optional AC power adapter.
A5090 | Disposal, Sanitary Napkin, SS, Surface Mounted | 1 | CC | A surface mounted, satin finish stainless steel, sanitary napkin disposal. Disposal features a flip-up cover, secured to the container by a heavy duty stainless steel piano-hinge. Disposal may be secured to wall or toilet partition. For general purpose use in female toilet stalls or rooms and uni-sex toilet rooms.
A5109 | Grab Bar, 1-1/4" Dia., SS, 2 Wall, W/C Accessible | 1 | CC | A 1-1/4" diameter, satin finish stainless steel, peened gripping surface, 2 wall toilet stall/ room, grab bar with concealed mounting flanges. Snap over flanges are provided to conceal mounting screws. A selection of mounting kits and concealed anchor devices are available from the manufacturers for different types of installations. Grab bar shall comply with barrier-free accessibility guidelines for structural strength. For typical water closet applications in toilet stalls and rooms where ADA (American's With Disabilities Act) requirements must be met.
A5145 | Hook, Garment, Double, SS, Surface Mounted | 1 | CC | A surface mounted, satin finish stainless steel, double garment hook. Equipped with a concealed mounting bracket that is secured to a concealed wall plate. For general purpose use throughout the facility to hang various items of apparel.
A5200 | Dispenser, Toilet Tissue, SS, 2-Roll, Surface Mntd | 1 | CC | A concealed surface mounted, double roll, satin finish stainless steel, toilet tissue dispenser. Unit accommodates two standard-core toilet tissue rolls through 5" in diameter. Spindles are chrome plated plastic with a heavy-duty internal spring and turn freely for non-controlled delivery. For general purpose use in restrooms.
CT025 | Countertop, Solid Surface with Sink Combination | 1 | CC | A solid, nonporous countertop approximately 36"W x 22"D with a undercounter sink combination. The countertop is an acrylic-based solid surface product with a standard thickness of 1", and a 4" butt backsplash/curb. Surfaces will be easy to clean and maintain. Also referred to as a work surface or work top with sink. Available in a choice of colors, depths and sink shapes. Used for various applications in patient rooms, restrooms and throughout the facility. Usually a part of a casework interior design program. Unit does not include the drain and faucet.
F2015 | Basket, Wastepaper, Metal/Plastic,2 Swinging Doors | 1 | VV | Metal receptacle for soiled / used towels or waste. Equipped with a removable tapered top with two independently operating self-closing, spring hinged doors. Used in public facilities for the collection and temporary storage of refuse.
P9050 | Toilet, Wall Hung, Siphon Jet | 1 | CC | Siphon jet water closet/ toilet. This unit is wall hung with an elongated bowl, top spud flushometer, seat with open front and check hinge, and carrier. Used in restrooms throughout the health care facility.
9 - SB136 - SCI OP Family Toilet, Bldg Sprt | 9 - SB136 - SCI OP Family Toilet, Bldg Sprt | 9 - SB136 - SCI OP Family Toilet, Bldg Sprt | 9 - SB136 - SCI OP Family Toilet, Bldg Sprt | 9 - SB136 - SCI OP Family Toilet, Bldg Sprt
JSN | NAME | QTY | ACQ/INS | DESCRIPTION
A1067 | Mirror, Float Glass, ADA Accessible | 1 | CC | A high quality 1/4" polished float glass mirror with a stainless steel frame. Frame holds mirror in a tilted position for accessibility and compliance with ADA requirements. Mirror has a galvanized steel back secured to frame with concealed screws with integral horizontal hanging brackets. Mirror shall be approximately 18" wide and 36" high. Other sizes are available.
A4995 | Table, Diaper Changing, Wall Mounted | 1 | CC | Wall mounted diaper changing table for use in public restrooms. Unit is a fold down system that folds upward when not in use for minimal intrusion into the room. Changing surface is contoured and has safety belt to insure that an infant will not fall from the table. Table is designed to hold no less than 250 pounds static weight. Closed dimensions are approximately 21" H x 36" W x 5" D. Open dimensions vary according to style. One system's open dimensions are 15 " high, 32" wide and 19" deep.
A5075 | Dispenser, Soap, Disposable | 1 | VV | Disposable soap dispenser. One-handed dispensing operation. Designed to accommodate disposable soap cartridge and valve.
A5082 | Dispenser, Paper Towel, Sensor, Hands Free | 1 | CC | A surface mounted, sensor activated, automatic, roll paper towel dispenser. The unit dispenses a paper towel automatically only when hands are place in position below the dispenser for maximum sanitation and hygiene. May include adjustable settings for sheet length, time delay, and sensor range. Unit is battery operated or with optional AC power adapter.
A5090 | Disposal, Sanitary Napkin, SS, Surface Mounted | 1 | CC | A surface mounted, satin finish stainless steel, sanitary napkin disposal. Disposal features a flip-up cover, secured to the container by a heavy duty stainless steel piano-hinge. Disposal may be secured to wall or toilet partition. For general purpose use in female toilet stalls or rooms and uni-sex toilet rooms.
A5109 | Grab Bar, 1-1/4" Dia., SS, 2 Wall, W/C Accessible | 1 | CC | A 1-1/4" diameter, satin finish stainless steel, peened gripping surface, 2 wall toilet stall/ room, grab bar with concealed mounting flanges. Snap over flanges are provided to conceal mounting screws. A selection of mounting kits and concealed anchor devices are available from the manufacturers for different types of installations. Grab bar shall comply with barrier-free accessibility guidelines for structural strength. For typical water closet applications in toilet stalls and rooms where ADA (American's With Disabilities Act) requirements must be met.
A5145 | Hook, Garment, Double, SS, Surface Mounted | 1 | CC | A surface mounted, satin finish stainless steel, double garment hook. Equipped with a concealed mounting bracket that is secured to a concealed wall plate. For general purpose use throughout the facility to hang various items of apparel.
A5200 | Dispenser, Toilet Tissue, SS, 2-Roll, Surface Mntd | 1 | CC | A concealed surface mounted, double roll, satin finish stainless steel, toilet tissue dispenser. Unit accommodates two standard-core toilet tissue rolls through 5" in diameter. Spindles are chrome plated plastic with a heavy-duty internal spring and turn freely for non-controlled delivery. For general purpose use in restrooms.
CT025 | Countertop, Solid Surface with Sink Combination | 1 | CC | A solid, nonporous countertop approximately 36"W x 22"D with a undercounter sink combination. The countertop is an acrylic-based solid surface product with a standard thickness of 1", and a 4" butt backsplash/curb. Surfaces will be easy to clean and maintain. Also referred to as a work surface or work top with sink. Available in a choice of colors, depths and sink shapes. Used for various applications in patient rooms, restrooms and throughout the facility. Usually a part of a casework interior design program. Unit does not include the drain and faucet.
F2015 | Basket, Wastepaper, Metal/Plastic,2 Swinging Doors | 1 | VV | Metal receptacle for soiled / used towels or waste. Equipped with a removable tapered top with two independently operating self-closing, spring hinged doors. Used in public facilities for the collection and temporary storage of refuse.
P9050 | Toilet, Wall Hung, Siphon Jet | 1 | CC | Siphon jet water closet/ toilet. This unit is wall hung with an elongated bowl, top spud flushometer, seat with open front and check hinge, and carrier. Used in restrooms throughout the health care facility.
10 - SB262 - SCI OP Wheelchair Alcove, Bldg Sprt | 10 - SB262 - SCI OP Wheelchair Alcove, Bldg Sprt | 10 - SB262 - SCI OP Wheelchair Alcove, Bldg Sprt | 10 - SB262 - SCI OP Wheelchair Alcove, Bldg Sprt | 10 - SB262 - SCI OP Wheelchair Alcove, Bldg Sprt
JSN | NAME | QTY | ACQ/INS | DESCRIPTION
M4705 | Wheelchair, Patient Transport, Folding | 1 | VV | Folding patient transport wheelchair. Constructed of chrome plated steel with detachable armrest and footrests. Unit has heavy duty front casters with sealed radial high-precision ball bearing assembly. Unit is used for patient transport.
M4710 | Wheelchair, Patient, Bariatric, Transport, Folding | 1 | VV | Folding bariatric patient transport wheelchair with a capacity of at least 500 lbs. Constructed with a heavy duty steel frame and double cross brace, with detachable armrest and swing away footrests. Unit has heavy duty front casters and rear wheels with precision wheel bearings in front and rear assembly. Unit is used for patient movement.
11 - SC093 - SCI OP Mobile Patient Lift Alcove, Clncl Sprt | 11 - SC093 - SCI OP Mobile Patient Lift Alcove, Clncl Sprt | 11 - SC093 - SCI OP Mobile Patient Lift Alcove, Clncl Sprt | 11 - SC093 - SCI OP Mobile Patient Lift Alcove, Clncl Sprt | 11 - SC093 - SCI OP Mobile Patient Lift Alcove, Clncl Sprt
JSN | NAME | QTY | ACQ/INS | DESCRIPTION
M8085 | Lift, Patient, Electric, 600 Lb Cap, Bariatric | 1 | VC | A battery powered patient lift with an adjustable U shaped base and a minimum of 600 pound capacity for bariatric use. Unit comes with a battery charger. The unit is mounted on locking ball bearing casters for safety and stability and may require specialized slings. The database height refers to fully extended lifting arms. Designed for patient lifting and movement.
27 - SCI/D CENTER OUTPATIENT (OP) PATIENT AREA | 27 - SCI/D CENTER OUTPATIENT (OP) PATIENT AREA | 27 - SCI/D CENTER OUTPATIENT (OP) PATIENT AREA | 27 - SCI/D CENTER OUTPATIENT (OP) PATIENT AREA | 27 - SCI/D CENTER OUTPATIENT (OP) PATIENT AREA
1 - SC066 - SCI OP Height / Weight Accessible Station Alcove, Clncl Sprt | 1 - SC066 - SCI OP Height / Weight Accessible Station Alcove, Clncl Sprt | 1 - SC066 - SCI OP Height / Weight Accessible Station Alcove, Clncl Sprt | 1 - SC066 - SCI OP Height / Weight Accessible Station Alcove, Clncl Sprt | 1 - SC066 - SCI OP Height / Weight Accessible Station Alcove, Clncl Sprt
JSN | NAME | QTY | ACQ/INS | DESCRIPTION
M4045 | Scale, Wheelchair, Portable, 1000 lb Capacity | 1 | VV | A battery operated, portable, digital wheelchair scale. This item is designed to accommodate extra-wide wheelchairs for weighing bariatric patients and also can be used for walk-ons. The scale can store the weight of the chair. The digital display unit can be scale mounted or mounted on a wall. An optional AC adapter is available. Designed for a gross 1000 lbs. capacity.
2 - SC267 - SCI OP Consult Room, Clncl Sprt | 2 - SC267 - SCI OP Consult Room, Clncl Sprt | 2 - SC267 - SCI OP Consult Room, Clncl Sprt | 2 - SC267 - SCI OP Consult Room, Clncl Sprt | 2 - SC267 - SCI OP Consult Room, Clncl Sprt
JSN | NAME | QTY | ACQ/INS | DESCRIPTION
A1015 | Telephone, Desk, Multiple Line | 1 | VV | Telephone, desk, multiple line.
F0205 | Chair, Side With Arms | 1 | VV | Upholstered side chair, 32" high X 21" wide X 23" deep with arms, padded seats and padded backs. Seat height is a minimum of 17". Available with or without sled base.
F0376 | Sofa, Loveseat, Upholstered | 1 | VV | Loveseat with metal or solid wood frame. Arms, back and cushions are foam padded and upholstered in woven textile fabric. Typically used in residential living room or family room setting. Seats 2 comfortably.
F0740 | Table, Occasional, Lamp | 1 | VV | Occasional lamp table (end table) approximately 20" high X 27" wide X 27" deep with choice of finishes (wood, oak veneer, or high pressure laminate).
F0750 | Table, Office, (size as required) | 1 | VV | Office table, sized as required. May be used as either a four (4) to six (6) person conference table or as an extra work surface area.
F2000 | Basket, Wastepaper, Fire Resistant | 1 | VV | Wastepaper basket, fire resistant, approximately 40 quart capacity. This unit is used to collect and temporarily store small quantities of paper refuse in patient rooms, administrative areas and nursing stations. Size and shape varies depending on the application and manufacturer selected.
F3200 | Clock, Battery, 12" Diameter | 1 | VV | Clock, 12" diameter. Round surface, easy to read numbers with sweep second hand. Wall mounted unit for use when impractical to install a fully synchronized clock system. Battery operated, (batteries not included).
M1801 | Computer, Microprocessing, w/Flat Panel Monitor | 1 | VV | Desk top microprocessing computer. The unit shall consist of a central processing mini tower, flat panel monitor, keyboard, mouse and speakers. The system shall have the following minimum characteristics: a 2.8 GHz Pentium processor; 512 MB memory; 80GB hard drive; 32/48x CD-ROMDVD combo; 1.44MB network interface card; video 32 MB NVIDIA; a 18 inch flat panel monitor. The computer is used throughout the facility to input, manipulate and retrieve information.
3 - OSC12 - OP Exam / Treatment Room, SCI | 3 - OSC12 - OP Exam / Treatment Room, SCI | 3 - OSC12 - OP Exam / Treatment Room, SCI | 3 - OSC12 - OP Exam / Treatment Room, SCI | 3 - OSC12 - OP Exam / Treatment Room, SCI
JSN | NAME | QTY | ACQ/INS | DESCRIPTION
A1010 | Telecommunication Outlet | 2 | VV | Telecommunication outlet location.
A1014 | Telephone, Wall Mounted, 1 Line, With Speaker | 1 | VV | Telephone, wall mounted, 1 line, with speaker.
A1080 | Mirror, Posture, Wall Mounted | 1 | CC | Wall mounted posture mirror. Consists of a 1/4" plate glass in a sturdy corrosion resistant frame with water proof back. For educational and therapy programs.
A1132 | Rail, Accessory Mounting, Length As Required | 1 | VC | Horizontal equipment mounting rail with lock mounting devices capable of; supporting up to 75 pounds each, being repositioned, and mounting and dismounting of equipment without the use of tools (special tools may be required to unlock adapter that was previously locked to the rail). The rail must be capable of supporting medical equipment and accessories normally found in exam or patient rooms. The rail system must be capable of mounting and dismounting equipment without leaving or creating new holes in the finished surface of the wall. The rail system utilizes a series of mounting plates and adapters specific to the device being mounted to the rail. The plate and adapter rail mounting kit must be specified to match the equipment being mounted to the equipment rail.
A5075 | Dispenser, Soap, Disposable | 1 | VV | Disposable soap dispenser. One-handed dispensing operation. Designed to accommodate disposable soap cartridge and valve.
A5082 | Dispenser, Paper Towel, Sensor, Hands Free | 1 | CC | A surface mounted, sensor activated, automatic, roll paper towel dispenser. The unit dispenses a paper towel automatically only when hands are place in position below the dispenser for maximum sanitation and hygiene. May include adjustable settings for sheet length, time delay, and sensor range. Unit is battery operated or with optional AC power adapter.
A5106 | Waste Disposal Unit, Sharps w/Glove Dispenser | 1 | VV | The unit is designed for the disposal of sharps and complies with OSHA guidelines for the handling of sharps. It shall house a 5 quart container and be capable of being mounted on a wall. It shall have a glove dispenser attached. The unit shall be secured by a locked enclosure.
A5145 | Hook, Garment, Double, SS, Surface Mounted | 1 | CC | A surface mounted, satin finish stainless steel, double garment hook. Equipped with a concealed mounting bracket that is secured to a concealed wall plate. For general purpose use throughout the facility to hang various items of apparel.
A5180 | Track, Cubicle, Surface Mounted, With Curtain | 1 | VV | Surface mounted cubicle track, with curtain. Track constructed of thick extruded aluminum. Equipped with self lubricating carriers, beaded drop chain hooks, and flame resistant curtain. To include removable end caps. Designed to be suspended around patient areas where privacy is needed. Price listed is per foot of the track, curtains to be priced per quote.
E0945 | Cart, Computer, Mobile | 1 | VV | A mobile computer cart for use throughout the facility. The cart dimensions will be approximately 45" H x 30" W x 22" D with casters. May include drawers and miscellaneous other accessories that will be determined at time of purchase. This Typical may include: 1 Cart Body, w/Computer Support, Style-A Narrow, w/Raised Edge Top 1 Flip-Up Shelf 1 Sharps Container Holder 1 Wastebasket 1 Chart Holder 2 Drawers, 3"H 2 Drawers, 6"H 3 Accessory Rail, Side Drawer Organizer Bins
E0948 | Cart, General Storage, Mobile, 42"H x 32"W x 22"D | 1 | VV | THIS TYPICAL INCLUDES: 1 Cart Body, Style-A Narrow, w/Raised Edge Top 2 Drawers, 3" H 4 Drawers, 6" H 1 Accessory Rail, Side Drawer Organizer Bins
F0205 | Chair, Side With Arms | 1 | VV | Upholstered side chair, 32" high X 21" wide X 23" deep with arms, padded seats and padded backs. Seat height is a minimum of 17". Available with or without sled base.
F0340 | Stool, Self Adjusting | 1 | VV | Self adjusting stool. Consists of a foam padded upholstered seat with attached foot rest for added comfort. Mounted on swivel casters. Designed for doctor's use during examinations.
F0355 | Footstool, Straight | 1 | VV | Step stool. Used to assist patients getting on and off exam or surgical tables. Fitted with electrically conductive rubber tips.
F2010 | Basket, Wastepaper, Step-On | 1 | VV | "Step-on" wastepaper basket with inner liner and foot petal activated flip top.
F3200 | Clock, Battery, 12" Diameter | 1 | VV | Clock, 12" diameter. Round surface, easy to read numbers with sweep second hand. Wall mounted unit for use when impractical to install a fully synchronized clock system. Battery operated, (batteries not included).
M1801 | Computer, Microprocessing, w/Flat Panel Monitor | 1 | VV | Desk top microprocessing computer. The unit shall consist of a central processing mini tower, flat panel monitor, keyboard, mouse and speakers. The system shall have the following minimum characteristics: a 2.8 GHz Pentium processor; 512 MB memory; 80GB hard drive; 32/48x CD-ROMDVD combo; 1.44MB network interface card; video 32 MB NVIDIA; a 18 inch flat panel monitor. The computer is used throughout the facility to input, manipulate and retrieve information.
M4100 | Sphygmomanometer, Aneroid, Wall Mounted | 1 | VV | Aneroid sphygmomanometer. Unit is wall mounted and has large graphic dial display for easy reading from all angles. It has a 90 degree (angle) swivel and 10 degree (angle) forward tilt to reduce glare. Unit accuracy is within 1% of reading. Sturdy impact-resistant construction.
M4116 | Monitor, Vital Signs | 1 | VV | Electronic sphygmomanometer. LCD displays non-invasive blood pressure, pulse rate and temperature. Used in hospitals and clinics. Includes an optional mobile stand.
M4200 | Otoscope/Ophthalmoscope, Wall Mounted | 1 | VV | Wall mounted otoscope and ophthalmoscope. Includes 6 foot line cord and plug and accepts and includes two handles. Contains head turn-on/turn-off, built-in speculum tray and 8 foot coiled cords. Unit is designed for use in patient exam rooms.
M4255 | Stand, IV, Adjustable | 1 | VV | Adjustable IV stand with 4-hook arrangement. Stand has stainless steel construction with heavy weight base. It adjusts from 66 inches to 100 inches and is mounted on conductive rubber, ball bearing, swivel casters. Stand is used for administering intravenous solutions.
M4266 | Pump, Volumetric, Infusion, Multiple Line | 1 | VV | Volumetric infusion pump. Pump is self-regulating with automatic sensor and adjustable rate. Equipped with visual and audible alarms and up to 10 hour capacity battery. For the administration of a wide variety of therapeutic agents where precise control is required. Unit provides individual control to IV lines simultaneously.
M4655 | Stretcher, Mobile, CRS, 9 Position | 1 | VV | Mobile stretcher. All corrosion resistant stainless steel construction. It consists of a tubular frame with side rails, a 9-position hydraulic base with pneumatic fowler adjustment, and a 2" pad. Unit is mounted on 8" conductive casters. Designed for patient transport as well as for minor surgical procedures.
M7470 | Light, Surgical, Ceiling, Single, Small | 1 | CC | Ceiling mounted surgical light. Consists of a single lamp head up to 24" in diameter depending on the manufacturer. Unit provides heat filtered, color corrected light. Most lights require a minimum ceiling height of 8 feet 2 inches; check manufacturers' specific recommendations. Light head is in a movable yoke attached to a column hanging from the ceiling. For minor surgery and obstetrical procedures. Physical dimensions refer to the retracted light; one length of the dual swing arm around the center mount for width and depth and the height is the combined lamp head and folded arms height.
M8810 | Stand, Mayo | 1 | VV | Adjustable instrument table. Table is corrosion resistant stainless steel construction and is mounted on two casters with two skid rails. It has telescopic upright adjusts from 39 inches to 60 inches with automatic locking device, and removable 13"x19" instrument tray. Designed for use in operating and procedure rooms.
P3100 | Lavatory, Vitreous China, Slab Type | 1 | CC | Wall mounted, slab type, vitreous china, lavatory (approximate bowl size 7"x15"x10") with: faucet holes on 4" centers; gooseneck spout; wrist blade handles; and grid strainer. It shall be suitable for use in clinics, offices, washrooms or patient care area.
4 - OSC13 - OP Alternative Medicine Exam / Treatment Room, SCI | 4 - OSC13 - OP Alternative Medicine Exam / Treatment Room, SCI | 4 - OSC13 - OP Alternative Medicine Exam / Treatment Room, SCI | 4 - OSC13 - OP Alternative Medicine Exam / Treatment Room, SCI | 4 - OSC13 - OP Alternative Medicine Exam / Treatment Room, SCI
JSN | NAME | QTY | ACQ/INS | DESCRIPTION
A1010 | Telecommunication Outlet | 2 | VV | Telecommunication outlet location.
A1014 | Telephone, Wall Mounted, 1 Line, With Speaker | 1 | VV | Telephone, wall mounted, 1 line, with speaker.
A1080 | Mirror, Posture, Wall Mounted | 1 | CC | Wall mounted posture mirror. Consists of a 1/4" plate glass in a sturdy corrosion resistant frame with water proof back. For educational and therapy programs.
A1132 | Rail, Accessory Mounting, Length As Required | 1 | VC | Horizontal equipment mounting rail with lock mounting devices capable of; supporting up to 75 pounds each, being repositioned, and mounting and dismounting of equipment without the use of tools (special tools may be required to unlock adapter that was previously locked to the rail). The rail must be capable of supporting medical equipment and accessories normally found in exam or patient rooms. The rail system must be capable of mounting and dismounting equipment without leaving or creating new holes in the finished surface of the wall. The rail system utilizes a series of mounting plates and adapters specific to the device being mounted to the rail. The plate and adapter rail mounting kit must be specified to match the equipment being mounted to the equipment rail.
A5075 | Dispenser, Soap, Disposable | 1 | VV | Disposable soap dispenser. One-handed dispensing operation. Designed to accommodate disposable soap cartridge and valve.
A5082 | Dispenser, Paper Towel, Sensor, Hands Free | 1 | CC | A surface mounted, sensor activated, automatic, roll paper towel dispenser. The unit dispenses a paper towel automatically only when hands are place in position below the dispenser for maximum sanitation and hygiene. May include adjustable settings for sheet length, time delay, and sensor range. Unit is battery operated or with optional AC power adapter.
A5106 | Waste Disposal Unit, Sharps w/Glove Dispenser | 1 | VV | The unit is designed for the disposal of sharps and complies with OSHA guidelines for the handling of sharps. It shall house a 5 quart container and be capable of being mounted on a wall. It shall have a glove dispenser attached. The unit shall be secured by a locked enclosure.
A5145 | Hook, Garment, Double, SS, Surface Mounted | 1 | CC | A surface mounted, satin finish stainless steel, double garment hook. Equipped with a concealed mounting bracket that is secured to a concealed wall plate. For general purpose use throughout the facility to hang various items of apparel.
A5180 | Track, Cubicle, Surface Mounted, With Curtain | 1 | VV | Surface mounted cubicle track, with curtain. Track constructed of thick extruded aluminum. Equipped with self lubricating carriers, beaded drop chain hooks, and flame resistant curtain. To include removable end caps. Designed to be suspended around patient areas where privacy is needed. Price listed is per foot of the track, curtains to be priced per quote.
E0945 | Cart, Computer, Mobile | 1 | VV | A mobile computer cart for use throughout the facility. The cart dimensions will be approximately 45" H x 30" W x 22" D with casters. May include drawers and miscellaneous other accessories that will be determined at time of purchase. This Typical may include: 1 Cart Body, w/Computer Support, Style-A Narrow, w/Raised Edge Top 1 Flip-Up Shelf 1 Sharps Container Holder 1 Wastebasket 1 Chart Holder 2 Drawers, 3"H 2 Drawers, 6"H 3 Accessory Rail, Side Drawer Organizer Bins
E0948 | Cart, General Storage, Mobile, 42"H x 32"W x 22"D | 1 | VV | THIS TYPICAL INCLUDES: 1 Cart Body, Style-A Narrow, w/Raised Edge Top 2 Drawers, 3" H 4 Drawers, 6" H 1 Accessory Rail, Side Drawer Organizer Bins
F0205 | Chair, Side With Arms | 1 | VV | Upholstered side chair, 32" high X 21" wide X 23" deep with arms, padded seats and padded backs. Seat height is a minimum of 17". Available with or without sled base.
F0340 | Stool, Self Adjusting | 1 | VV | Self adjusting stool. Consists of a foam padded upholstered seat with attached foot rest for added comfort. Mounted on swivel casters. Designed for doctor's use during examinations.
F0355 | Footstool, Straight | 1 | VV | Step stool. Used to assist patients getting on and off exam or surgical tables. Fitted with electrically conductive rubber tips.
F2010 | Basket, Wastepaper, Step-On | 1 | VV | "Step-on" wastepaper basket with inner liner and foot petal activated flip top.
F3200 | Clock, Battery, 12" Diameter | 1 | VV | Clock, 12" diameter. Round surface, easy to read numbers with sweep second hand. Wall mounted unit for use when impractical to install a fully synchronized clock system. Battery operated, (batteries not included).
M1801 | Computer, Microprocessing, w/Flat Panel Monitor | 1 | VV | Desk top microprocessing computer. The unit shall consist of a central processing mini tower, flat panel monitor, keyboard, mouse and speakers. The system shall have the following minimum characteristics: a 2.8 GHz Pentium processor; 512 MB memory; 80GB hard drive; 32/48x CD-ROMDVD combo; 1.44MB network interface card; video 32 MB NVIDIA; a 18 inch flat panel monitor. The computer is used throughout the facility to input, manipulate and retrieve information.
M4100 | Sphygmomanometer, Aneroid, Wall Mounted | 1 | VV | Aneroid sphygmomanometer. Unit is wall mounted and has large graphic dial display for easy reading from all angles. It has a 90 degree (angle) swivel and 10 degree (angle) forward tilt to reduce glare. Unit accuracy is within 1% of reading. Sturdy impact-resistant construction.
M4116 | Monitor, Vital Signs | 1 | VV | Electronic sphygmomanometer. LCD displays non-invasive blood pressure, pulse rate and temperature. Used in hospitals and clinics. Includes an optional mobile stand.
M4200 | Otoscope/Ophthalmoscope, Wall Mounted | 1 | VV | Wall mounted otoscope and ophthalmoscope. Includes 6 foot line cord and plug and accepts and includes two handles. Contains head turn-on/turn-off, built-in speculum tray and 8 foot coiled cords. Unit is designed for use in patient exam rooms.
M4255 | Stand, IV, Adjustable | 1 | VV | Adjustable IV stand with 4-hook arrangement. Stand has stainless steel construction with heavy weight base. It adjusts from 66 inches to 100 inches and is mounted on conductive rubber, ball bearing, swivel casters. Stand is used for administering intravenous solutions.
M4266 | Pump, Volumetric, Infusion, Multiple Line | 1 | VV | Volumetric infusion pump. Pump is self-regulating with automatic sensor and adjustable rate. Equipped with visual and audible alarms and up to 10 hour capacity battery. For the administration of a wide variety of therapeutic agents where precise control is required. Unit provides individual control to IV lines simultaneously.
M4655 | Stretcher, Mobile, CRS, 9 Position | 1 | VV | Mobile stretcher. All corrosion resistant stainless steel construction. It consists of a tubular frame with side rails, a 9-position hydraulic base with pneumatic fowler adjustment, and a 2" pad. Unit is mounted on 8" conductive casters. Designed for patient transport as well as for minor surgical procedures.
M7470 | Light, Surgical, Ceiling, Single, Small | 1 | CC | Ceiling mounted surgical light. Consists of a single lamp head up to 24" in diameter depending on the manufacturer. Unit provides heat filtered, color corrected light. Most lights require a minimum ceiling height of 8 feet 2 inches; check manufacturers' specific recommendations. Light head is in a movable yoke attached to a column hanging from the ceiling. For minor surgery and obstetrical procedures. Physical dimensions refer to the retracted light; one length of the dual swing arm around the center mount for width and depth and the height is the combined lamp head and folded arms height.
M8810 | Stand, Mayo | 1 | VV | Adjustable instrument table. Table is corrosion resistant stainless steel construction and is mounted on two casters with two skid rails. It has telescopic upright adjusts from 39 inches to 60 inches with automatic locking device, and removable 13"x19" instrument tray. Designed for use in operating and procedure rooms.
P3100 | Lavatory, Vitreous China, Slab Type | 1 | CC | Wall mounted, slab type, vitreous china, lavatory (approximate bowl size 7"x15"x10") with: faucet holes on 4" centers; gooseneck spout; wrist blade handles; and grid strainer. It shall be suitable for use in clinics, offices, washrooms or patient care area.
5 - OSC14 - OP Procedure Room, SCI | 5 - OSC14 - OP Procedure Room, SCI | 5 - OSC14 - OP Procedure Room, SCI | 5 - OSC14 - OP Procedure Room, SCI | 5 - OSC14 - OP Procedure Room, SCI
JSN | NAME | QTY | ACQ/INS | DESCRIPTION
A1132 | Rail, Accessory Mounting, Length As Required | 1 | VC | Horizontal equipment mounting rail with lock mounting devices capable of; supporting up to 75 pounds each, being repositioned, and mounting and dismounting of equipment without the use of tools (special tools may be required to unlock adapter that was previously locked to the rail). The rail must be capable of supporting medical equipment and accessories normally found in exam or patient rooms. The rail system must be capable of mounting and dismounting equipment without leaving or creating new holes in the finished surface of the wall. The rail system utilizes a series of mounting plates and adapters specific to the device being mounted to the rail. The plate and adapter rail mounting kit must be specified to match the equipment being mounted to the equipment rail.
A1203 | Lift System, Overhead, Bariatric | 1 | CC | An overhead ceiling mounted rail system specifically designed for bariatric patient lifting and movement within a patient room. The system will consist of recessed or ceiling mounted primary and secondary rails, lift motor with carriage, patient harness or seat, and a hand controller or control box with charger (other charging options may be available). System will facilitate lifting and movement of patient to and from bed, to stretcher, chair, bathroom or other requirements. Lifting capacity is 1000 pounds. Custom design of track layout by manufacturer is essential to meet individual facility requirements.
A5075 | Dispenser, Soap, Disposable | 1 | VV | Disposable soap dispenser. One-handed dispensing operation. Designed to accommodate disposable soap cartridge and valve.
A5077 | Dispenser, Hand Sanitizer, Hands-Free | 1 | VV | A touch free wall-mounted hand sanitizer dispenser. For use throughout a healthcare facility. Unit does not include the sanitizing liquid. Units are battery operated.
A5082 | Dispenser, Paper Towel, Sensor, Hands Free | 1 | CC | A surface mounted, sensor activated, automatic, roll paper towel dispenser. The unit dispenses a paper towel automatically only when hands are place in position below the dispenser for maximum sanitation and hygiene. May include adjustable settings for sheet length, time delay, and sensor range. Unit is battery operated or with optional AC power adapter.
A5106 | Waste Disposal Unit, Sharps w/Glove Dispenser | 1 | VV | The unit is designed for the disposal of sharps and complies with OSHA guidelines for the handling of sharps. It shall house a 5 quart container and be capable of being mounted on a wall. It shall have a glove dispenser attached. The unit shall be secured by a locked enclosure.
A5145 | Hook, Garment, Double, SS, Surface Mounted | 1 | CC | A surface mounted, satin finish stainless steel, double garment hook. Equipped with a concealed mounting bracket that is secured to a concealed wall plate. For general purpose use throughout the facility to hang various items of apparel.
A5180 | Track, Cubicle, Surface Mounted, With Curtain | 1 | VV | Surface mounted cubicle track, with curtain. Track constructed of thick extruded aluminum. Equipped with self lubricating carriers, beaded drop chain hooks, and flame resistant curtain. To include removable end caps. Designed to be suspended around patient areas where privacy is needed. Price listed is per foot of the track, curtains to be priced per quote.
CS150 | Sink, SS, Single Compartment, 10x19x16 ID | 1 | CC | Single compartment stainless steel sink, drop-in, self-rimming, ledge-type, connected with a drain and provided with a mixing faucet. It shall also be provided with pre-punched fixture holes on 4" center, integral back ledge to accommodate deck-mounted fixtures, brushed/polished interior and top surfaces, and sound deadened. Recommended for use in suspended or U/C/B sink cabinets having a high plastic laminate or Chemsurf laminate countertop/work surface. Coordinate actual outside sink dimensions with the actual clear dimension of cabinet specified to ensure that they are compatible. For general purpose use throughout the facility.
CT020 | Countertop, Solid Surface | 1 | CC | A solid, nonporous countertop with a smooth seamless appearance. Easy to clean and maintain and with proper cleaning does not support the growth of mold. An acrylic-based solid surface product. Standard thickness of 1", and a 4" butt backsplash/curb. Also referred to as a work surface or work top. Available in a choice of colors and depths. Used in lab and other hospital areas requiring optimum physical and chemical resisting properties.
E0945 | Cart, Computer, Mobile | 1 | VV | A mobile computer cart for use throughout the facility. The cart dimensions will be approximately 45" H x 30" W x 22" D with casters. May include drawers and miscellaneous other accessories that will be determined at time of purchase. This Typical may include: 1 Cart Body, w/Computer Support, Style-A Narrow, w/Raised Edge Top 1 Flip-Up Shelf 1 Sharps Container Holder 1 Wastebasket 1 Chart Holder 2 Drawers, 3"H 2 Drawers, 6"H 3 Accessory Rail, Side Drawer Organizer Bins
E0948 | Cart, General Storage, Mobile, 42"H x 32"W x 22"D | 1 | VV | THIS TYPICAL INCLUDES: 1 Cart Body, Style-A Narrow, w/Raised Edge Top 2 Drawers, 3" H 4 Drawers, 6" H 1 Accessory Rail, Side Drawer Organizer Bins
E0954 | Cart, Emergency, Mobile, 66"H x 32"W x 22"D | 1 | VV | THIS TYPICAL INCLUDES: 1 Cart body, style-A narrow, w/raised edge top 1 Accessory rail, side 1 Accessory rail, back 1 Defibrillator tray 1 IV pole 1 Breakaway bar 1 Flip-up shelf 1 Wastebasket 1 Oxygen tank holder 1 Electrical box-4 outlet 1 Cord wrap 4 Drawer, 3"H 3 Drawer, 6"H Drawer organizer bins.
F0340 | Stool, Self Adjusting | 1 | VV | Self adjusting stool. Consists of a foam padded upholstered seat with attached foot rest for added comfort. Mounted on swivel casters. Designed for doctor's use during examinations.
F0355 | Footstool, Straight | 1 | VV | Step stool. Used to assist patients getting on and off exam or surgical tables. Fitted with electrically conductive rubber tips.
F2010 | Basket, Wastepaper, Step-On | 2 | VV | "Step-on" wastepaper basket with inner liner and foot petal activated flip top.
F3200 | Clock, Battery, 12" Diameter | 1 | VV | Clock, 12" diameter. Round surface, easy to read numbers with sweep second hand. Wall mounted unit for use when impractical to install a fully synchronized clock system. Battery operated, (batteries not included).
M0750 | Flowmeter, Air, Connect w/50 PSI Supply | 1 | VV | Air flowmeter. Unit has a stainless steel needle valve with clear flowtube for connection to 50 PSI air outlet from central pipeline system. Requires the appropriate adapter for connection to the wall outlet and fitting to connect to tubing. Database prices reflect fittings with an attached DISS power outlet. Other outlet and adapter configurations are available.
M0755 | Flowmeter, Oxygen, Low Flow | 1 | VV | Oxygen flowmeter. Consists of a clear crystal flowtube calibrated to 3.5 or 8 LPM depending on manufacturer. For oxygen regulation in hospital settings. Database pricing includes DISS fitting and DISS power outlet and wall adapter. Other fitting and adapter configurations are available.
M0765 | Regulator, Vacuum | 2 | VV | Vacuum pressure regulator for connection to central piped vacuum system. Standard display scale is graduated at least from 0 to 200 mm Hg of vacuum. Displays on specialized regulators may cover other vacuum ranges. Regulator type (continuous, intermittent, continuous/intermittent, surgical, pediatric, thoracic, etc.) as required. To be used in delivery, neonatal, pediatrics or any area where suction is required. Database pricing reflects continuous regulators graduated to 200 mm Hg with a full line vacuum selection switch and DISS configured inlets and outlets.
M1801 | Computer, Microprocessing, w/Flat Panel Monitor | 1 | VV | Desk top microprocessing computer. The unit shall consist of a central processing mini tower, flat panel monitor, keyboard, mouse and speakers. The system shall have the following minimum characteristics: a 2.8 GHz Pentium processor; 512 MB memory; 80GB hard drive; 32/48x CD-ROMDVD combo; 1.44MB network interface card; video 32 MB NVIDIA; a 18 inch flat panel monitor. The computer is used throughout the facility to input, manipulate and retrieve information.
M3175 | Electrosurgical Unit, Dual Output | 1 | VV | Dual output electrosurgical unit. Solid state power source with foot switch jacks, monopolar and bipolar outputs, and four independent modes of operation. Used in the operating room or surgicenter as an alternative to the scalpel for cutting tissue.
M4100 | Sphygmomanometer, Aneroid, Wall Mounted | 1 | VV | Aneroid sphygmomanometer. Unit is wall mounted and has large graphic dial display for easy reading from all angles. It has a 90 degree (angle) swivel and 10 degree (angle) forward tilt to reduce glare. Unit accuracy is within 1% of reading. Sturdy impact-resistant construction.
M4116 | Monitor, Vital Signs | 1 | VV | Electronic sphygmomanometer. LCD displays non-invasive blood pressure, pulse rate and temperature. Used in hospitals and clinics. Includes an optional mobile stand.
M4200 | Otoscope/Ophthalmoscope, Wall Mounted | 1 | VV | Wall mounted otoscope and ophthalmoscope. Includes 6 foot line cord and plug and accepts and includes two handles. Contains head turn-on/turn-off, built-in speculum tray and 8 foot coiled cords. Unit is designed for use in patient exam rooms.
M4255 | Stand, IV, Adjustable | 1 | VV | Adjustable IV stand with 4-hook arrangement. Stand has stainless steel construction with heavy weight base. It adjusts from 66 inches to 100 inches and is mounted on conductive rubber, ball bearing, swivel casters. Stand is used for administering intravenous solutions.
M4266 | Pump, Volumetric, Infusion, Multiple Line | 1 | VV | Volumetric infusion pump. Pump is self-regulating with automatic sensor and adjustable rate. Equipped with visual and audible alarms and up to 10 hour capacity battery. For the administration of a wide variety of therapeutic agents where precise control is required. Unit provides individual control to IV lines simultaneously.
M4665 | Stretcher, Recovery, Surgical | 1 | VV | Recovery/surgical stretcher. Strong I-beam construction type unit. The height is adjustable with manual backrest and crank operated knee catch. Stainless or painted steel top and chassis. Features 8" or 10" conductive casters, with lock and brake, folding, tuck-away chrome side-rails and IV stand and a flame retardant antibacterial mattress. Designed for operating room transport or recovery applications.
M7470 | Light, Surgical, Ceiling, Single, Small | 1 | CC | Ceiling mounted surgical light. Consists of a single lamp head up to 24" in diameter depending on the manufacturer. Unit provides heat filtered, color corrected light. Most lights require a minimum ceiling height of 8 feet 2 inches; check manufacturers' specific recommendations. Light head is in a movable yoke attached to a column hanging from the ceiling. For minor surgery and obstetrical procedures. Physical dimensions refer to the retracted light; one length of the dual swing arm around the center mount for width and depth and the height is the combined lamp head and folded arms height.
M7660 | Defibrillator/Monitor/Recorder, Portable | 1 | VV | Portable defibrillator-monitor-recorder. Integral unit system operable from self-contained rechargeable batteries. ECG may be viewed through paddles or patient cable. Options include external pacing and 12-Lead.
M7905 | Oximeter, Pulse | 1 | VV | Pulse oximeter for continuous surveillance of patient pulse and oxygen saturation rates. Instrument features LED display, audio and visual alarms, automatic calibration and battery operation in case of power failure. Other applications include sleep studies, exercise testing and monitoring certain patients in the home (e.g. infants or patients requiring respiratory therapy).
M8810 | Stand, Mayo | 1 | VV | Adjustable instrument table. Table is corrosion resistant stainless steel construction and is mounted on two casters with two skid rails. It has telescopic upright adjusts from 39 inches to 60 inches with automatic locking device, and removable 13"x19" instrument tray. Designed for use in operating and procedure rooms.
M8830 | Table, Instrument/Dressing, Mobile | 1 | VV | Mobile instrument/dressing table, approximately 34" H x 20" W x 16" D Corrosion resistant stainless steel mobile table with sound-deadening shelf and drawer. Unit is mounted on 2" casters. Designed for all purpose use in the hospital or clinic.
M8900 | Carriage, Pail, CRS, Without Pail | 1 | VV | Carriage, pail (kick bucket) CRS. Consists of a stainless steel ring type carriage mounted on ball bearing casters. Includes circular non-marring bumper. For use in the surgical operating room.
M8905 | Pail, Utility, CRS, With Carriage | 1 | VV | Utility pail (kick bucket). Shall be a stainless steel 12 quart bucket for use in surgical operating rooms.
6 - OSC15 - OP Group Therapy Room, SCI | 6 - OSC15 - OP Group Therapy Room, SCI | 6 - OSC15 - OP Group Therapy Room, SCI | 6 - OSC15 - OP Group Therapy Room, SCI | 6 - OSC15 - OP Group Therapy Room, SCI
JSN | NAME | QTY | ACQ/INS | DESCRIPTION
A1012 | Telephone, Wall Mounted, 1 Line | 1 | VV | Telephone, wall mounted, 1 line.
A5212 | Bracket, Television, Wall-Mounted, Tilt/Angle | 1 | VV | A wall mounted, tilt/angled TV bracket for 37" to 80" TVs. Mount will be a universal and VESA compliant unit with a load capacity of up to 130 lbs.
A5220 | Bracket, Television, Wall Backing | 1 | CC | Wall mounted television bracket backing which provides additional support and strength for the installation of the television bracket. Option available for interior or exterior plate and sized for 12” 16” or 24” stud spacing.
E0945 | Cart, Computer, Mobile | 1 | VV | A mobile computer cart for use throughout the facility. The cart dimensions will be approximately 45" H x 30" W x 22" D with casters. May include drawers and miscellaneous other accessories that will be determined at time of purchase. This Typical may include: 1 Cart Body, w/Computer Support, Style-A Narrow, w/Raised Edge Top 1 Flip-Up Shelf 1 Sharps Container Holder 1 Wastebasket 1 Chart Holder 2 Drawers, 3"H 2 Drawers, 6"H 3 Accessory Rail, Side Drawer Organizer Bins
F0295 | Chair, Stacking | 8 | VV | Stacking chair, approximately 34" H X 21" W X 24" D. May be stacked up to 20 high depending upon the model selected. These chairs are intended primarily as overflow capacity for conference rooms.
F0435 | Cabinet, Storage, Multi Media | 1 | VV | Multi media storage cabinet, approximately 60" high X 36" wide X 14" deep. For the storage of various types of audio or video cassettes, DVDs, CDs, and other media material.
F0860 | Table, Mobile | 1 | VV | Mobile table. The unit provides mobile or isolated freestanding work surface. Characteristics and components include 3-1/2 inch casters and attached drawer bearers. Unit is used for general work applications, primarily in dry areas.
F2010 | Basket, Wastepaper, Step-On | 1 | VV | "Step-on" wastepaper basket with inner liner and foot petal activated flip top.
F3050 | Whiteboard, Dry Erase | 1 | VV | Whiteboard unit, approximately 36" H x 48" W consisting of a white porcelain enamel writing surface with an attached chalk tray. Magnetic surface available. Image can be easily removed with a standard chalkboard eraser. For use with water color pens. Unit is ready to hang.
F3200 | Clock, Battery, 12" Diameter | 1 | VV | Clock, 12" diameter. Round surface, easy to read numbers with sweep second hand. Wall mounted unit for use when impractical to install a fully synchronized clock system. Battery operated, (batteries not included).
M0512 | Television, HDTV, Large Screen, 60" | 1 | VV | A high definition (HDTV) multimedia, slim design, 60"W to 65"W color television. The TV will have a 16.9 wide screen aspect ratio with full HD 1080p resolution and HDMI connections. TV may be LED, Plasma or LCD. TV will include a stand.
M1801 | Computer, Microprocessing, w/Flat Panel Monitor | 1 | VV | Desk top microprocessing computer. The unit shall consist of a central processing mini tower, flat panel monitor, keyboard, mouse and speakers. The system shall have the following minimum characteristics: a 2.8 GHz Pentium processor; 512 MB memory; 80GB hard drive; 32/48x CD-ROMDVD combo; 1.44MB network interface card; video 32 MB NVIDIA; a 18 inch flat panel monitor. The computer is used throughout the facility to input, manipulate and retrieve information.
7 - SB201 - SCI OP Patient Toilet, Bldg Sprt | 7 - SB201 - SCI OP Patient Toilet, Bldg Sprt | 7 - SB201 - SCI OP Patient Toilet, Bldg Sprt | 7 - SB201 - SCI OP Patient Toilet, Bldg Sprt | 7 - SB201 - SCI OP Patient Toilet, Bldg Sprt
JSN | NAME | QTY | ACQ/INS | DESCRIPTION
A1067 | Mirror, Float Glass, ADA Accessible | 1 | CC | A high quality 1/4" polished float glass mirror with a stainless steel frame. Frame holds mirror in a tilted position for accessibility and compliance with ADA requirements. Mirror has a galvanized steel back secured to frame with concealed screws with integral horizontal hanging brackets. Mirror shall be approximately 18" wide and 36" high. Other sizes are available.
A5075 | Dispenser, Soap, Disposable | 1 | VV | Disposable soap dispenser. One-handed dispensing operation. Designed to accommodate disposable soap cartridge and valve.
A5082 | Dispenser, Paper Towel, Sensor, Hands Free | 1 | CC | A surface mounted, sensor activated, automatic, roll paper towel dispenser. The unit dispenses a paper towel automatically only when hands are place in position below the dispenser for maximum sanitation and hygiene. May include adjustable settings for sheet length, time delay, and sensor range. Unit is battery operated or with optional AC power adapter.
A5090 | Disposal, Sanitary Napkin, SS, Surface Mounted | 1 | CC | A surface mounted, satin finish stainless steel, sanitary napkin disposal. Disposal features a flip-up cover, secured to the container by a heavy duty stainless steel piano-hinge. Disposal may be secured to wall or toilet partition. For general purpose use in female toilet stalls or rooms and uni-sex toilet rooms.
A5109 | Grab Bar, 1-1/4" Dia., SS, 2 Wall, W/C Accessible | 1 | CC | A 1-1/4" diameter, satin finish stainless steel, peened gripping surface, 2 wall toilet stall/ room, grab bar with concealed mounting flanges. Snap over flanges are provided to conceal mounting screws. A selection of mounting kits and concealed anchor devices are available from the manufacturers for different types of installations. Grab bar shall comply with barrier-free accessibility guidelines for structural strength. For typical water closet applications in toilet stalls and rooms where ADA (American's With Disabilities Act) requirements must be met.
A5145 | Hook, Garment, Double, SS, Surface Mounted | 1 | CC | A surface mounted, satin finish stainless steel, double garment hook. Equipped with a concealed mounting bracket that is secured to a concealed wall plate. For general purpose use throughout the facility to hang various items of apparel.
A5200 | Dispenser, Toilet Tissue, SS, 2-Roll, Surface Mntd | 1 | CC | A concealed surface mounted, double roll, satin finish stainless steel, toilet tissue dispenser. Unit accommodates two standard-core toilet tissue rolls through 5" in diameter. Spindles are chrome plated plastic with a heavy-duty internal spring and turn freely for non-controlled delivery. For general purpose use in restrooms.
F2010 | Basket, Wastepaper, Step-On | 1 | VV | "Step-on" wastepaper basket with inner liner and foot petal activated flip top.
P3000 | Lavatory, Vitreous China, Straight Back | 1 | CC | Wall mounted, vitreous china lavatory (approximate bowl size 7"x15"x10") with: straight-front apron, straight or contoured back; faucet holes on 4" centers; gooseneck spout; wrist blade handles; and grid strainer. It shall be suitable for use in clinics, offices, washrooms or patient care areas.
P9050 | Toilet, Wall Hung, Siphon Jet | 1 | CC | Siphon jet water closet/ toilet. This unit is wall hung with an elongated bowl, top spud flushometer, seat with open front and check hinge, and carrier. Used in restrooms throughout the health care facility.
8 - OSC16 - OP Urodynamics Exam / Treatment Room, SCI | 8 - OSC16 - OP Urodynamics Exam / Treatment Room, SCI | 8 - OSC16 - OP Urodynamics Exam / Treatment Room, SCI | 8 - OSC16 - OP Urodynamics Exam / Treatment Room, SCI | 8 - OSC16 - OP Urodynamics Exam / Treatment Room, SCI
JSN | NAME | QTY | ACQ/INS | DESCRIPTION
A1010 | Telecommunication Outlet | 2 | VV | Telecommunication outlet location.
A1014 | Telephone, Wall Mounted, 1 Line, With Speaker | 1 | VV | Telephone, wall mounted, 1 line, with speaker.
A1132 | Rail, Accessory Mounting, Length As Required | 1 | VC | Horizontal equipment mounting rail with lock mounting devices capable of; supporting up to 75 pounds each, being repositioned, and mounting and dismounting of equipment without the use of tools (special tools may be required to unlock adapter that was previously locked to the rail). The rail must be capable of supporting medical equipment and accessories normally found in exam or patient rooms. The rail system must be capable of mounting and dismounting equipment without leaving or creating new holes in the finished surface of the wall. The rail system utilizes a series of mounting plates and adapters specific to the device being mounted to the rail. The plate and adapter rail mounting kit must be specified to match the equipment being mounted to the equipment rail.
A5075 | Dispenser, Soap, Disposable | 1 | VV | Disposable soap dispenser. One-handed dispensing operation. Designed to accommodate disposable soap cartridge and valve.
A5077 | Dispenser, Hand Sanitizer, Hands-Free | 1 | VV | A touch free wall-mounted hand sanitizer dispenser. For use throughout a healthcare facility. Unit does not include the sanitizing liquid. Units are battery operated.
A5080 | Dispenser, Paper Towel, SS, Surface Mounted | 1 | CC | A surface mounted, satin finish stainless steel, single-fold, paper towel dispenser. Dispenser features: tumbler lock; front hinged at bottom; and refill indicator slot. Minimum capacity 400 single-fold paper towels. For general purpose use throughout the facility.
A5106 | Waste Disposal Unit, Sharps w/Glove Dispenser | 1 | VV | The unit is designed for the disposal of sharps and complies with OSHA guidelines for the handling of sharps. It shall house a 5 quart container and be capable of being mounted on a wall. It shall have a glove dispenser attached. The unit shall be secured by a locked enclosure.
A5145 | Hook, Garment, Double, SS, Surface Mounted | 1 | CC | A surface mounted, satin finish stainless steel, double garment hook. Equipped with a concealed mounting bracket that is secured to a concealed wall plate. For general purpose use throughout the facility to hang various items of apparel.
A5180 | Track, Cubicle, Surface Mounted, With Curtain | 1 | VV | Surface mounted cubicle track, with curtain. Track constructed of thick extruded aluminum. Equipped with self lubricating carriers, beaded drop chain hooks, and flame resistant curtain. To include removable end caps. Designed to be suspended around patient areas where privacy is needed. Price listed is per foot of the track, curtains to be priced per quote.
A6046 | Artwork, Decorative, With Frame | 1 | VV | This JSN is to be used for determining and defining location of decorative artwork.
C0037 | Rail, Apron, 4x36x1 | 2 | CC | Apron rail. Also referred to as an apron front, apron panel, or knee space rail. Used to close in front knee space area and/or provide work surface support between two base cabinets or a base cabinet and wall. Apron rails should be ordered in pairs to provide both front and rear work surface support.
C04F0 | Cabinet, U/C/B, 1 Shelf, 2 Half DR, 2 DO, 36x36x22 | 1 | CC | Standing height under counter base cabinet with an adjustable shelf and two half width drawers above solid hinged doors. Also referred to as a combination cabinet or a drawer and cupboard cabinet. For general purpose use throughout the facility.
CE040 | Cabinet, W/H, 2 SH, 2 GDO, Sloping Top, 38x36x13 | 1 | CC | Wall hung cabinet with two adjustable shelves, framed-glass hinged doors, and sloping top. Also referred to as a framed-glass hinged double door wall case. For general purpose use throughout the facility.
CS150 | Sink, SS, Single Compartment, 10x19x16 ID | 1 | CC | Single compartment stainless steel sink, drop-in, self-rimming, ledge-type, connected with a drain and provided with a mixing faucet. It shall also be provided with pre-punched fixture holes on 4" center, integral back ledge to accommodate deck-mounted fixtures, brushed/polished interior and top surfaces, and sound deadened. Recommended for use in suspended or U/C/B sink cabinets having a high plastic laminate or Chemsurf laminate countertop/work surface. Coordinate actual outside sink dimensions with the actual clear dimension of cabinet specified to ensure that they are compatible. For general purpose use throughout the facility.
CT020 | Countertop, Solid Surface | 6 | CC | A solid, nonporous countertop with a smooth seamless appearance. Easy to clean and maintain and with proper cleaning does not support the growth of mold. An acrylic-based solid surface product. Standard thickness of 1", and a 4" butt backsplash/curb. Also referred to as a work surface or work top. Available in a choice of colors and depths. Used in lab and other hospital areas requiring optimum physical and chemical resisting properties.
E0945 | Cart, Computer, Mobile | 1 | VV | A mobile computer cart for use throughout the facility. The cart dimensions will be approximately 45" H x 30" W x 22" D with casters. May include drawers and miscellaneous other accessories that will be determined at time of purchase. This Typical may include: 1 Cart Body, w/Computer Support, Style-A Narrow, w/Raised Edge Top 1 Flip-Up Shelf 1 Sharps Container Holder 1 Wastebasket 1 Chart Holder 2 Drawers, 3"H 2 Drawers, 6"H 3 Accessory Rail, Side Drawer Organizer Bins
E0948 | Cart, General Storage, Mobile, 42"H x 32"W x 22"D | 1 | VV | THIS TYPICAL INCLUDES: 1 Cart Body, Style-A Narrow, w/Raised Edge Top 2 Drawers, 3" H 4 Drawers, 6" H 1 Accessory Rail, Side Drawer Organizer Bins
F0205 | Chair, Side With Arms | 1 | VV | Upholstered side chair, 32" high X 21" wide X 23" deep with arms, padded seats and padded backs. Seat height is a minimum of 17". Available with or without sled base.
F0340 | Stool, Self Adjusting | 1 | VV | Self adjusting stool. Consists of a foam padded upholstered seat with attached foot rest for added comfort. Mounted on swivel casters. Designed for doctor's use during examinations.
F0355 | Footstool, Straight | 1 | VV | Step stool. Used to assist patients getting on and off exam or surgical tables. Fitted with electrically conductive rubber tips.
F2010 | Basket, Wastepaper, Step-On | 2 | VV | "Step-on" wastepaper basket with inner liner and foot petal activated flip top.
F3200 | Clock, Battery, 12" Diameter | 1 | VV | Clock, 12" diameter. Round surface, easy to read numbers with sweep second hand. Wall mounted unit for use when impractical to install a fully synchronized clock system. Battery operated, (batteries not included).
M1801 | Computer, Microprocessing, w/Flat Panel Monitor | 1 | VV | Desk top microprocessing computer. The unit shall consist of a central processing mini tower, flat panel monitor, keyboard, mouse and speakers. The system shall have the following minimum characteristics: a 2.8 GHz Pentium processor; 512 MB memory; 80GB hard drive; 32/48x CD-ROMDVD combo; 1.44MB network interface card; video 32 MB NVIDIA; a 18 inch flat panel monitor. The computer is used throughout the facility to input, manipulate and retrieve information.
M3073 | Container, Biohazard Waste, Step-on, Fire Safe | 1 | VV | A biohazard waste container with a step-on lid. The container will have a capacity of approximately 12 gallons and be made of a fire safe material.
M4100 | Sphygmomanometer, Aneroid, Wall Mounted | 1 | VV | Aneroid sphygmomanometer. Unit is wall mounted and has large graphic dial display for easy reading from all angles. It has a 90 degree (angle) swivel and 10 degree (angle) forward tilt to reduce glare. Unit accuracy is within 1% of reading. Sturdy impact-resistant construction.
M4200 | Otoscope/Ophthalmoscope, Wall Mounted | 1 | VV | Wall mounted otoscope and ophthalmoscope. Includes 6 foot line cord and plug and accepts and includes two handles. Contains head turn-on/turn-off, built-in speculum tray and 8 foot coiled cords. Unit is designed for use in patient exam rooms.
M4255 | Stand, IV, Adjustable | 1 | VV | Adjustable IV stand with 4-hook arrangement. Stand has stainless steel construction with heavy weight base. It adjusts from 66 inches to 100 inches and is mounted on conductive rubber, ball bearing, swivel casters. Stand is used for administering intravenous solutions.
M4800 | Urodynamic Measurement System w/Video | 1 | VV | Urodynamic measurement system. Unit consists of uroflowmeter to measure urinary flow, urethral pressure profilometer to measure urethral pressure, multi-channel cystometer to measure bladder capacity and response, and electromyographic recording to measure sphincter and other muscle activity. It includes a LCD monitor, a desktop PC, color printer, and automatic calibration. System is designed to evaluate the storage and transportation of urine in the urinary tract and the cause of abnormal voiding (urination).
M4801 | Commode Chair | 1 | VV | Commode Chair to be used in Urodynamic testing. Aluminum frame with plastic seat and funnel attached. Chair to be used in Urodynamic testing. Free-standing adjustable height approximately 27" to 31". Aluminum frame with arm rests, plastic seat and funnel.
M7401 | Light, Exam, Mobile, Spotlight, Mobile Stand | 1 | VV | The exam light shall be a mobile floor unit. The light will be a halogen bulb or LED that can produce a continuous and homogeneous spot of light adjustable from 5 to 9 inches in diameter from a set distance. The light intensity shall be a minimum of 750 foot-candles at a distance of 16 inches and have a color temperature of 3,200 degrees Kelvin. The unit will consist of an arm or sleeve of approximately 45 inches in length to allow for easy arm rotation and arm movement up and down. The unit shall be mounted on a caster base for easy movement.,
M8810 | Stand, Mayo | 1 | VV | Adjustable instrument table. Table is corrosion resistant stainless steel construction and is mounted on two casters with two skid rails. It has telescopic upright adjusts from 39 inches to 60 inches with automatic locking device, and removable 13"x19" instrument tray. Designed for use in operating and procedure rooms.
M9100 | Table, Procedure, Urological | 1 | VV | Manual or electric tilt urological table. The unit consists of a heavy duty metal base and an upholstered patient cushion. The unit includes a screened stainless steel basin which drains into a reservoir, adjustable Bierhoff crutches, steel storage drawer(s), pullout leg rests and an adjustable foot section. The unit is equipped with foot controls for height and positioning adjustments. The table is designed for use during urological procedures, treatment, examinations and minor surgery.
9 - SB144 - SCI OP Urodynamics Patient Toilet, Bldg Sprt | 9 - SB144 - SCI OP Urodynamics Patient Toilet, Bldg Sprt | 9 - SB144 - SCI OP Urodynamics Patient Toilet, Bldg Sprt | 9 - SB144 - SCI OP Urodynamics Patient Toilet, Bldg Sprt | 9 - SB144 - SCI OP Urodynamics Patient Toilet, Bldg Sprt
JSN | NAME | QTY | ACQ/INS | DESCRIPTION
A1067 | Mirror, Float Glass, ADA Accessible | 1 | CC | A high quality 1/4" polished float glass mirror with a stainless steel frame. Frame holds mirror in a tilted position for accessibility and compliance with ADA requirements. Mirror has a galvanized steel back secured to frame with concealed screws with integral horizontal hanging brackets. Mirror shall be approximately 18" wide and 36" high. Other sizes are available.
A5075 | Dispenser, Soap, Disposable | 1 | VV | Disposable soap dispenser. One-handed dispensing operation. Designed to accommodate disposable soap cartridge and valve.
A5082 | Dispenser, Paper Towel, Sensor, Hands Free | 1 | CC | A surface mounted, sensor activated, automatic, roll paper towel dispenser. The unit dispenses a paper towel automatically only when hands are place in position below the dispenser for maximum sanitation and hygiene. May include adjustable settings for sheet length, time delay, and sensor range. Unit is battery operated or with optional AC power adapter.
A5090 | Disposal, Sanitary Napkin, SS, Surface Mounted | 1 | CC | A surface mounted, satin finish stainless steel, sanitary napkin disposal. Disposal features a flip-up cover, secured to the container by a heavy duty stainless steel piano-hinge. Disposal may be secured to wall or toilet partition. For general purpose use in female toilet stalls or rooms and uni-sex toilet rooms.
A5109 | Grab Bar, 1-1/4" Dia., SS, 2 Wall, W/C Accessible | 1 | CC | A 1-1/4" diameter, satin finish stainless steel, peened gripping surface, 2 wall toilet stall/ room, grab bar with concealed mounting flanges. Snap over flanges are provided to conceal mounting screws. A selection of mounting kits and concealed anchor devices are available from the manufacturers for different types of installations. Grab bar shall comply with barrier-free accessibility guidelines for structural strength. For typical water closet applications in toilet stalls and rooms where ADA (American's With Disabilities Act) requirements must be met.
A5145 | Hook, Garment, Double, SS, Surface Mounted | 1 | CC | A surface mounted, satin finish stainless steel, double garment hook. Equipped with a concealed mounting bracket that is secured to a concealed wall plate. For general purpose use throughout the facility to hang various items of apparel.
A5200 | Dispenser, Toilet Tissue, SS, 2-Roll, Surface Mntd | 1 | CC | A concealed surface mounted, double roll, satin finish stainless steel, toilet tissue dispenser. Unit accommodates two standard-core toilet tissue rolls through 5" in diameter. Spindles are chrome plated plastic with a heavy-duty internal spring and turn freely for non-controlled delivery. For general purpose use in restrooms.
CT025 | Countertop, Solid Surface with Sink Combination | 1 | CC | A solid, nonporous countertop approximately 36"W x 22"D with a undercounter sink combination. The countertop is an acrylic-based solid surface product with a standard thickness of 1", and a 4" butt backsplash/curb. Surfaces will be easy to clean and maintain. Also referred to as a work surface or work top with sink. Available in a choice of colors, depths and sink shapes. Used for various applications in patient rooms, restrooms and throughout the facility. Usually a part of a casework interior design program. Unit does not include the drain and faucet.
F2015 | Basket, Wastepaper, Metal/Plastic,2 Swinging Doors | 1 | VV | Metal receptacle for soiled / used towels or waste. Equipped with a removable tapered top with two independently operating self-closing, spring hinged doors. Used in public facilities for the collection and temporary storage of refuse.
P9050 | Toilet, Wall Hung, Siphon Jet | 1 | CC | Siphon jet water closet/ toilet. This unit is wall hung with an elongated bowl, top spud flushometer, seat with open front and check hinge, and carrier. Used in restrooms throughout the health care facility.
10 - OSC17 - OP Urodynamics Cystoscopy Room, SCI | 10 - OSC17 - OP Urodynamics Cystoscopy Room, SCI | 10 - OSC17 - OP Urodynamics Cystoscopy Room, SCI | 10 - OSC17 - OP Urodynamics Cystoscopy Room, SCI | 10 - OSC17 - OP Urodynamics Cystoscopy Room, SCI
JSN | NAME | QTY | ACQ/INS | DESCRIPTION
A1010 | Telecommunication Outlet | 3 | VV | Telecommunication outlet location.
A1014 | Telephone, Wall Mounted, 1 Line, With Speaker | 1 | VV | Telephone, wall mounted, 1 line, with speaker.
A5075 | Dispenser, Soap, Disposable | 1 | VV | Disposable soap dispenser. One-handed dispensing operation. Designed to accommodate disposable soap cartridge and valve.
A5080 | Dispenser, Paper Towel, SS, Surface Mounted | 1 | CC | A surface mounted, satin finish stainless steel, single-fold, paper towel dispenser. Dispenser features: tumbler lock; front hinged at bottom; and refill indicator slot. Minimum capacity 400 single-fold paper towels. For general purpose use throughout the facility.
A5106 | Waste Disposal Unit, Sharps w/Glove Dispenser | 1 | VV | The unit is designed for the disposal of sharps and complies with OSHA guidelines for the handling of sharps. It shall house a 5 quart container and be capable of being mounted on a wall. It shall have a glove dispenser attached. The unit shall be secured by a locked enclosure.
C0036 | Rail, Apron, 4x30x1 | 2 | CC | Apron rail. Also referred to as an apron front, apron panel, or knee space rail. Used to close in front knee space area and/or provide work surface support between two steel base cabinets or a steel base cabinet and wall. Apron rails should be ordered in pairs to provide both front and rear work surface support. Constructed of steel.
C0037 | Rail, Apron, 4x36x1 | 2 | CC | Apron rail. Also referred to as an apron front, apron panel, or knee space rail. Used to close in front knee space area and/or provide work surface support between two base cabinets or a base cabinet and wall. Apron rails should be ordered in pairs to provide both front and rear work surface support.
C03F0 | Cabinet, U/C/B, 1 Shelf, 2 Half DR, 2 DO, 36x30x22 | 2 | CC | Standing height under counter base cabinet with an adjustable shelf and two half width drawers above solid hinged doors. Also referred to as a combination cabinet or a drawer and cupboard cabinet. For general purpose use throughout the facility.
C03P0 | Cabinet, Sink, U/C/B, 2 Door, 30" W | 1 | CC | Standing height under counter base sink cabinet. 36" H x 30" W x 22" D with two solid hinged doors. Also referred to as a double-door sink cabinet. For general purpose use throughout the facility where a sink is to be used. Coordinate actual clear cabinet dimension with the actual outside dimension of sink that is specified to ensure that they are compatible.
CE030 | Cabinet, W/H, 2 SH, 2 GDO, Sloping Top, 38x30x13 | 1 | CC | Wall hung cabinet with two adjustable shelves, framed-glass hinged doors, and sloping top. Also referred to as a framed-glass hinged double door wall case. For general purpose use throughout the facility.
CS040 | Sink, SS, Single Compartment, 7.5x14x14 ID | 1 | CC | Single compartment stainless steel sink, drop-in, self-rimming, ledge-type, connected with a drain and provided with a mixing faucet. It shall also be provided with pre-punched fixture holes on 4" center, integral back ledge to accommodate deck-mounted fixtures, brushed/polished interior and top surfaces, and sound deadened. Recommended for use in suspended or U/C/B sink cabinets having a high plastic laminate or Chemsurf laminate countertop/work surface. Coordinate actual outside sink dimensions with the actual clear dimension of cabinet specified to ensure that they are compatible. For general purpose use throughout the facility.
CT020 | Countertop, Solid Surface | 1 | CC | A solid, nonporous countertop with a smooth seamless appearance. Easy to clean and maintain and with proper cleaning does not support the growth of mold. An acrylic-based solid surface product. Standard thickness of 1", and a 4" butt backsplash/curb. Also referred to as a work surface or work top. Available in a choice of colors and depths. Used in lab and other hospital areas requiring optimum physical and chemical resisting properties.
E0963 | Cart, General Storage, Mobile | 1 | VV | Mobile General Storage Cart, approximately 72"H x 23"W x 22"D. THIS TYPICAL INCLUDES: 1 Locker Storage Container on Wheels, w/Solid Door 3 Tray/Shelves 2 Drawers, 3"H 4 Drawers, 6"H 1 Tray/Shelf Divider Drawer Organizer Bins
F0355 | Footstool, Straight | 1 | VV | Step stool. Used to assist patients getting on and off exam or surgical tables. Fitted with electrically conductive rubber tips.
F2010 | Basket, Wastepaper, Step-On | 1 | VV | "Step-on" wastepaper basket with inner liner and foot petal activated flip top.
F3200 | Clock, Battery, 12" Diameter | 1 | VV | Clock, 12" diameter. Round surface, easy to read numbers with sweep second hand. Wall mounted unit for use when impractical to install a fully synchronized clock system. Battery operated, (batteries not included).
M0630 | Anesthesia Apparatus, 3 Gas | 1 | VV | Three gas anesthesia apparatus. Basic unit consists of steel cabinet with casters with one shallow, one medium, and one deep drawer, seven long scale eleven-inch flowmeters, five cylinder yokes, and telescoping absorber post. It includes two-canister model carbon dioxide absorber with inhalation and exhalation check valves, switch valve, switch valve elbow, sidearm Vernitrol, flow calculator, mounting kit, ventilator calculator, ventilator and an oxygen piping inlet. Also features nitrous oxide fail safe valve kit, aspirator kit, gas evacuator with vacuum and a flow meter safety cover. Used to dispense a mixture of gases during surgical procedures.
M0750 | Flowmeter, Air, Connect w/50 PSI Supply | 1 | VV | Air flowmeter. Unit has a stainless steel needle valve with clear flowtube for connection to 50 PSI air outlet from central pipeline system. Requires the appropriate adapter for connection to the wall outlet and fitting to connect to tubing. Database prices reflect fittings with an attached DISS power outlet. Other outlet and adapter configurations are available.
M0755 | Flowmeter, Oxygen, Low Flow | 1 | VV | Oxygen flowmeter. Consists of a clear crystal flowtube calibrated to 3.5 or 8 LPM depending on manufacturer. For oxygen regulation in hospital settings. Database pricing includes DISS fitting and DISS power outlet and wall adapter. Other fitting and adapter configurations are available.
M0765 | Regulator, Vacuum | 2 | VV | Vacuum pressure regulator for connection to central piped vacuum system. Standard display scale is graduated at least from 0 to 200 mm Hg of vacuum. Displays on specialized regulators may cover other vacuum ranges. Regulator type (continuous, intermittent, continuous/intermittent, surgical, pediatric, thoracic, etc.) as required. To be used in delivery, neonatal, pediatrics or any area where suction is required. Database pricing reflects continuous regulators graduated to 200 mm Hg with a full line vacuum selection switch and DISS configured inlets and outlets.
M1801 | Computer, Microprocessing, w/Flat Panel Monitor | 1 | VV | Desk top microprocessing computer. The unit shall consist of a central processing mini tower, flat panel monitor, keyboard, mouse and speakers. The system shall have the following minimum characteristics: a 2.8 GHz Pentium processor; 512 MB memory; 80GB hard drive; 32/48x CD-ROMDVD combo; 1.44MB network interface card; video 32 MB NVIDIA; a 18 inch flat panel monitor. The computer is used throughout the facility to input, manipulate and retrieve information.
M3070 | Hamper, Linen, Mobile, w/Lid | 1 | VV | Mobile linen hamper with hand or foot operated lid. Made of heavy tubular stainless steel with heavy gauge welded steel platform. Holds 25" hamper bags. Mounted on ball bearing casters. For linen transport in hospitals and clinics.
M3072 | Frame, Infectious Waste Bag w/Lid | 1 | VV | Frame for an infectious waste collection bag. Made of heavy tubular stainless steel with heavy gauge welded steel platform. Adjust to hold 18" or 25" trash bags. Mounted on ball bearing casters and includes permanently mounted hinged lid. Provides means of bagging infectious waste at point of waste generation.
M3175 | Electrosurgical Unit, Dual Output | 1 | VV | Dual output electrosurgical unit. Solid state power source with foot switch jacks, monopolar and bipolar outputs, and four independent modes of operation. Used in the operating room or surgicenter as an alternative to the scalpel for cutting tissue.
M4116 | Monitor, Vital Signs | 1 | VV | Electronic sphygmomanometer. LCD displays non-invasive blood pressure, pulse rate and temperature. Used in hospitals and clinics. Includes an optional mobile stand.
M4255 | Stand, IV, Adjustable | 1 | VV | Adjustable IV stand with 4-hook arrangement. Stand has stainless steel construction with heavy weight base. It adjusts from 66 inches to 100 inches and is mounted on conductive rubber, ball bearing, swivel casters. Stand is used for administering intravenous solutions.
M4265 | Pump, Volumetric, Infusion, Single Line | 1 | VV | Volumetric infusion pump. Pump is self-regulating with automatic sensor and adjustable rate. Unit is equipped with audible and visual alarms. The battery is rated for 5 hours at 125 ml/hr minimal. Pump is used for the administration of a wide variety of therapeutic agents where precise control is required.
M7470 | Light, Surgical, Ceiling, Single, Small | 1 | CC | Ceiling mounted surgical light. Consists of a single lamp head up to 24" in diameter depending on the manufacturer. Unit provides heat filtered, color corrected light. Most lights require a minimum ceiling height of 8 feet 2 inches; check manufacturers' specific recommendations. Light head is in a movable yoke attached to a column hanging from the ceiling. For minor surgery and obstetrical procedures. Physical dimensions refer to the retracted light; one length of the dual swing arm around the center mount for width and depth and the height is the combined lamp head and folded arms height.
M7845 | Monitor, Physiological, Bedside, 4 Channel | 1 | VV | 4 channel bedside physiological monitor. The unit consist of a four-channel non-fade monochrome display monitor, an alarm system and printer-recording capabilities. The monitor has color coded controls and automatic calibration. The unit displays up to four waveforms simultaneously. The parameters to be monitored are user selectable. The monitor may be connected to a central monitoring station. The unit monitors patients in most acute care areas, step-down units, procedure rooms and emergency rooms.
M8551 | Light Source, Fiberoptic Headlamp | 1 | VV | Fiberoptic light source for surgical headlamps. This unit provides color corrected light for surgical procedures where photography is not required.
M8606 | Endoscopy Cart, Fiberoptic, w/Video Accessories | 1 | VV | Endoscopy cart with video and print capabilities for use with fiberoptic (direct vision) endoscopes. This cart does not work with videoscopes. System takes optical images from a single endoscope and directly records them or converts them to digital signals for recording. A typical system cart includes the cart, a light source, an insufflator, a suction unit, a heat probe unit, an electrosurgical apparatus, a digital camera converter or color video camera, a camera controller, a monitor, a video/DVD recorder and a color printer. This JSN does not include the endoscope; refer to the endoscopes at JSNs M8500-M8550. Each cart can support one or more types of endoscope and should be specifically tailored to its intended use(s). This cart can be configured to interface with a network endoscopy information management system; refer to JSN M8600. Database physical information and pricing is for a higher cost system containing one of each of the above components.
M8800 | Cart, Anesthesia | 1 | VV | Mobile anesthesia cart. The cart shall be built of stainless steel or other appropriate material and mounted on 4" casters for easy mobility. It shall be capable of being equipped with bottle holders, adjustable IV pole, storage drawers, shelves and a top bar/rail.
M8810 | Stand, Mayo | 2 | VV | Adjustable instrument table. Table is corrosion resistant stainless steel construction and is mounted on two casters with two skid rails. It has telescopic upright adjusts from 39 inches to 60 inches with automatic locking device, and removable 13"x19" instrument tray. Designed for use in operating and procedure rooms.
M8825 | Table, Instrument/Dressing, CRS, approx. 36x20x34 | 1 | VV | Instrument and dressing table. Made of corrosion resistant stainless steel with a sound deadened top. Includes guard rail, shelf and two side-by-side drawers. The table is mounted on swivel, ball-bearing casters.
M8900 | Carriage, Pail, CRS, Without Pail | 1 | VV | Carriage, pail (kick bucket) CRS. Consists of a stainless steel ring type carriage mounted on ball bearing casters. Includes circular non-marring bumper. For use in the surgical operating room.
M8905 | Pail, Utility, CRS, With Carriage | 1 | VV | Utility pail (kick bucket). Shall be a stainless steel 12 quart bucket for use in surgical operating rooms.
M8940 | Stool, Anesthesia, With Back | 1 | VV | Anesthesia stool with back. All stainless steel with well-curved back panel and wide conductive seat. Designed for the anesthesiologist during surgical procedures.
M8970 | Warmer, Blood, High Volume | 1 | VV | Unit contains a proportional controller to regulate temperature in the heat exchanger and an audible high temperature alarm. Designed to provide a stable temperature for the controlled warming of blood or other fluids prior to being transfused to a patient. Unit may be a cuff type or circulating water heat exchanger.
X3150 | Rack, Apron/Gloves, Wall Mounted | 1 | CC | Apron and gloves rack. This is a wall unit which holds aprons and gloves. The body is heavy gauge steel finish in gray or green baked enamel, glove and apron holding arms are aluminum. The unit's convenient on wall storage will prolong the useful life of your protection aprons by helping prevent damage to internal components.
X6535 | Rad/Fluoro/Tomo Unit, Urologic, Digital | 1 | VC | This system is specifically designed to perform digital radiographic/fluoroscopic examinations in the Urology Department. The characteristics and components include a 80 kW micro-processor controlled x-ray generator, urological table with integrated tube stand, 16 inch multi-field Image Intensifier (I.I.), video chain, disc recorder and required accessories. The Digital Spot Imaging consists of a computer, keyboard with acquisition and viewing monitor and a slave monitor. The system shall be DICOM 3.0 compatible or latest version, for easy linkage to filmless image management systems and review stations. TV monitors shall be tower mounted or suspended from the ceiling.
11 - OSC18 - OP Scrub Sink Alcove, SCI | 11 - OSC18 - OP Scrub Sink Alcove, SCI | 11 - OSC18 - OP Scrub Sink Alcove, SCI | 11 - OSC18 - OP Scrub Sink Alcove, SCI | 11 - OSC18 - OP Scrub Sink Alcove, SCI
JSN | NAME | QTY | ACQ/INS | DESCRIPTION
A5075 | Dispenser, Soap, Disposable | 1 | VV | Disposable soap dispenser. One-handed dispensing operation. Designed to accommodate disposable soap cartridge and valve.
A5082 | Dispenser, Paper Towel, Sensor, Hands Free | 1 | CC | A surface mounted, sensor activated, automatic, roll paper towel dispenser. The unit dispenses a paper towel automatically only when hands are place in position below the dispenser for maximum sanitation and hygiene. May include adjustable settings for sheet length, time delay, and sensor range. Unit is battery operated or with optional AC power adapter.
A5160 | Shelf, 8" Depth, SS, Surface Mounted | 1 | CC | A surface mounted, satin finish, stainless steel shelf with a minimum depth of 8". Mounting brackets are welded to shelf. Shelf is available in various widths. For general purpose use in scrub areas/rooms or other areas of the facility where a SS shelf is required. Pricing based upon a 36" width.
F3200 | Clock, Battery, 12" Diameter | 1 | VV | Clock, 12" diameter. Round surface, easy to read numbers with sweep second hand. Wall mounted unit for use when impractical to install a fully synchronized clock system. Battery operated, (batteries not included).
P6980 | Sink, Scrub, SS, 1-3 Bay, With Knee Valve | 1 | VC | Surgeon's scrub-up sink. Unit is constructed of polished stainless steel. This sink unit has a hydro-mechanical knee operating water control valve and a knee operated surgical soap dispenser. It can be a one, two or three bay model as required. Used in surgical suites or scrub-up areas for surgical teams. Optional electrical configurations are available. Dimensional and price data is based on a three bay unit.
12 - OSC19 - OP Cystoscopy Patient Recovery Room, SCI | 12 - OSC19 - OP Cystoscopy Patient Recovery Room, SCI | 12 - OSC19 - OP Cystoscopy Patient Recovery Room, SCI | 12 - OSC19 - OP Cystoscopy Patient Recovery Room, SCI | 12 - OSC19 - OP Cystoscopy Patient Recovery Room, SCI
JSN | NAME | QTY | ACQ/INS | DESCRIPTION
A1010 | Telecommunication Outlet | 4 | VV | Telecommunication outlet location.
A1107 | Rail System , Utility, Gas and Electric | 3 | CC | The headwall rail system shall consist of three horizontal rails mounted to the patient room headwall to provide utilities and patient services to support ancillary equipment to include gas and vacuum. The rail system must be capable of quickly adding or relocating medical gases services and be able to accept new equipment, provide physical support to equipment, brackets, shelves and other patient support items.
A5077 | Dispenser, Hand Sanitizer, Hands-Free | 3 | VV | A touch free wall-mounted hand sanitizer dispenser. For use throughout a healthcare facility. Unit does not include the sanitizing liquid. Units are battery operated.
A5107 | Dispenser, Glove, Surgical/Examination, Wall Mntd | 3 | VV | Examination three (Small Medium, Large) glove dispenser box for wall mounting. Fabricated of either cold rolled steel with a white baked enamel finish, plastic or acrylic. Hardware not included, Option 3 powder coated steel.
A5108 | Waste Disposal Unit, Sharps | 3 | VV | A container for collecting and transporting syringes and other sharps for decontamination and disposal. Available in 2 gallon and 8 gallon with locking rotor. Complies with OSHA regulations for handling sharps.
A5180 | Track, Cubicle, Surface Mounted, With Curtain | 1 | VV | Surface mounted cubicle track, with curtain. Track constructed of thick extruded aluminum. Equipped with self lubricating carriers, beaded drop chain hooks, and flame resistant curtain. To include removable end caps. Designed to be suspended around patient areas where privacy is needed. Price listed is per foot of the track, curtains to be priced per quote.
E0945 | Cart, Computer, Mobile | 3 | VV | A mobile computer cart for use throughout the facility. The cart dimensions will be approximately 45" H x 30" W x 22" D with casters. May include drawers and miscellaneous other accessories that will be determined at time of purchase. This Typical may include: 1 Cart Body, w/Computer Support, Style-A Narrow, w/Raised Edge Top 1 Flip-Up Shelf 1 Sharps Container Holder 1 Wastebasket 1 Chart Holder 2 Drawers, 3"H 2 Drawers, 6"H 3 Accessory Rail, Side Drawer Organizer Bins
E0948 | Cart, General Storage, Mobile, 42"H x 32"W x 22"D | 3 | VV | THIS TYPICAL INCLUDES: 1 Cart Body, Style-A Narrow, w/Raised Edge Top 2 Drawers, 3" H 4 Drawers, 6" H 1 Accessory Rail, Side Drawer Organizer Bins
F0205 | Chair, Side With Arms | 3 | VV | Upholstered side chair, 32" high X 21" wide X 23" deep with arms, padded seats and padded backs. Seat height is a minimum of 17". Available with or without sled base.
F0340 | Stool, Self Adjusting | 1 | VV | Self adjusting stool. Consists of a foam padded upholstered seat with attached foot rest for added comfort. Mounted on swivel casters. Designed for doctor's use during examinations.
F2010 | Basket, Wastepaper, Step-On | 3 | VV | "Step-on" wastepaper basket with inner liner and foot petal activated flip top.
F2020 | Can, Trash, 44 Gallon | 1 | VV | Forty four (44) gallon trash can, 32" high X 24" diameter, with lid. Used to collect and transport refuse from a point of origin to point of disposal (example: from soiled utility or a nursing unit to the trash compactor at housekeeping).
M0750 | Flowmeter, Air, Connect w/50 PSI Supply | 3 | VV | Air flowmeter. Unit has a stainless steel needle valve with clear flowtube for connection to 50 PSI air outlet from central pipeline system. Requires the appropriate adapter for connection to the wall outlet and fitting to connect to tubing. Database prices reflect fittings with an attached DISS power outlet. Other outlet and adapter configurations are available.
M0755 | Flowmeter, Oxygen, Low Flow | 3 | VV | Oxygen flowmeter. Consists of a clear crystal flowtube calibrated to 3.5 or 8 LPM depending on manufacturer. For oxygen regulation in hospital settings. Database pricing includes DISS fitting and DISS power outlet and wall adapter. Other fitting and adapter configurations are available.
M0765 | Regulator, Vacuum | 6 | VV | Vacuum pressure regulator for connection to central piped vacuum system. Standard display scale is graduated at least from 0 to 200 mm Hg of vacuum. Displays on specialized regulators may cover other vacuum ranges. Regulator type (continuous, intermittent, continuous/intermittent, surgical, pediatric, thoracic, etc.) as required. To be used in delivery, neonatal, pediatrics or any area where suction is required. Database pricing reflects continuous regulators graduated to 200 mm Hg with a full line vacuum selection switch and DISS configured inlets and outlets.
M1801 | Computer, Microprocessing, w/Flat Panel Monitor | 3 | VV | Desk top microprocessing computer. The unit shall consist of a central processing mini tower, flat panel monitor, keyboard, mouse and speakers. The system shall have the following minimum characteristics: a 2.8 GHz Pentium processor; 512 MB memory; 80GB hard drive; 32/48x CD-ROMDVD combo; 1.44MB network interface card; video 32 MB NVIDIA; a 18 inch flat panel monitor. The computer is used throughout the facility to input, manipulate and retrieve information.
M3070 | Hamper, Linen, Mobile, w/Lid | 1 | VV | Mobile linen hamper with hand or foot operated lid. Made of heavy tubular stainless steel with heavy gauge welded steel platform. Holds 25" hamper bags. Mounted on ball bearing casters. For linen transport in hospitals and clinics.
M3072 | Frame, Infectious Waste Bag w/Lid | 1 | VV | Frame for an infectious waste collection bag. Made of heavy tubular stainless steel with heavy gauge welded steel platform. Adjust to hold 18" or 25" trash bags. Mounted on ball bearing casters and includes permanently mounted hinged lid. Provides means of bagging infectious waste at point of waste generation.
M4200 | Otoscope/Ophthalmoscope, Wall Mounted | 3 | VV | Wall mounted otoscope and ophthalmoscope. Includes 6 foot line cord and plug and accepts and includes two handles. Contains head turn-on/turn-off, built-in speculum tray and 8 foot coiled cords. Unit is designed for use in patient exam rooms.
M4255 | Stand, IV, Adjustable | 3 | VV | Adjustable IV stand with 4-hook arrangement. Stand has stainless steel construction with heavy weight base. It adjusts from 66 inches to 100 inches and is mounted on conductive rubber, ball bearing, swivel casters. Stand is used for administering intravenous solutions.
M4266 | Pump, Volumetric, Infusion, Multiple Line | 3 | VV | Volumetric infusion pump. Pump is self-regulating with automatic sensor and adjustable rate. Equipped with visual and audible alarms and up to 10 hour capacity battery. For the administration of a wide variety of therapeutic agents where precise control is required. Unit provides individual control to IV lines simultaneously.
M4275 | Pump, Continuous, Analgesia (PCA) | 3 | VV | Continuous analgesia pump. Also known as a PCA or patient controlled analgesia pump. The unit provides a controlled, continuous or as required (PRN) dose of analgesia medications for postoperative patients. The patient can control administration of the prescribed drug up to a preset rate. The unit can be mounted to an IV pole and/or be small enough to be carried in a pouch. Use of this device speeds patient ambulation and reduces the length of hospital stays. Depending on the manufacturer, electrical requirements refer to either the unit itself or the battery recharging unit.
M4665 | Stretcher, Recovery, Surgical | 3 | VV | Recovery/surgical stretcher. Strong I-beam construction type unit. The height is adjustable with manual backrest and crank operated knee catch. Stainless or painted steel top and chassis. Features 8" or 10" conductive casters, with lock and brake, folding, tuck-away chrome side-rails and IV stand and a flame retardant antibacterial mattress. Designed for operating room transport or recovery applications.
M7040 | Table, Overbed | 3 | VV | Overbed table. Adjustable height table constructed of heavy gauge steel. Mounted on 2" diameter twin swivel casters with bumper caps. Table top is constructed with a high pressure plastic laminated surface that resists chipping, scratching, and staining. It includes a vanity tray and a mirror. Table is designed for use over bed, wheelchair or large chair.
M7405 | Light, Exam, Ceiling Mounted | 3 | CC | Ceiling exam light. Consists of a lightheaded reflector supported by a ceiling mounted radial arm assembly that provides a wide range of positioning capabilities. Halogen bulbs and an intensity control provide cool, color corrected light. The minimum ceiling height in most cases is 8'-0"; refer to each manufacturer's specific installation requirements. Physical dimensions refer to the retracted light; one length of the dual swing arm around the center mount in width and depth and the combined height of the lamp head and folded arms. Unit may also have a center mount detachable and sterilizable control handle. For use in minor procedure or examination room applications.
M7845 | Monitor, Physiological, Bedside, 4 Channel | 3 | VV | 4 channel bedside physiological monitor. The unit consist of a four-channel non-fade monochrome display monitor, an alarm system and printer-recording capabilities. The monitor has color coded controls and automatic calibration. The unit displays up to four waveforms simultaneously. The parameters to be monitored are user selectable. The monitor may be connected to a central monitoring station. The unit monitors patients in most acute care areas, step-down units, procedure rooms and emergency rooms.
M8810 | Stand, Mayo | 3 | VV | Adjustable instrument table. Table is corrosion resistant stainless steel construction and is mounted on two casters with two skid rails. It has telescopic upright adjusts from 39 inches to 60 inches with automatic locking device, and removable 13"x19" instrument tray. Designed for use in operating and procedure rooms.
13 - SB138 - SCI OP Cystoscopy Patient Dressing Room, Bldg Sprt | 13 - SB138 - SCI OP Cystoscopy Patient Dressing Room, Bldg Sprt | 13 - SB138 - SCI OP Cystoscopy Patient Dressing Room, Bldg Sprt | 13 - SB138 - SCI OP Cystoscopy Patient Dressing Room, Bldg Sprt | 13 - SB138 - SCI OP Cystoscopy Patient Dressing Room, Bldg Sprt
JSN | NAME | QTY | ACQ/INS | DESCRIPTION
A1030 | Locker, 2 Person, Over/Under | 1 | VV | Two person locker, double tier, 72Hx12Wx18D. This unit includes hooks for coats and hats. Door equipped with safety guard handles. Designed for storage of coats, hats, and other personal belongings. Other width and depths are available.
A1080 | Mirror, Posture, Wall Mounted | 1 | CC | Wall mounted posture mirror. Consists of a 1/4" plate glass in a sturdy corrosion resistant frame with water proof back. For educational and therapy programs.
A5020 | Bench, Locker Room, Floor Mounted | 1 | CC | Locker room bench. Floor mounting -1-1/4" thick. Benches are sanded smooth with two coats of moisture-resistant sealer to ensure a protective, satin gloss surface, and mounted on strong steel pedestal anchored to the floor. Over all height of 18" includes pedestal. Size as required.
A5145 | Hook, Garment, Double, SS, Surface Mounted | 1 | CC | A surface mounted, satin finish stainless steel, double garment hook. Equipped with a concealed mounting bracket that is secured to a concealed wall plate. For general purpose use throughout the facility to hang various items of apparel.
F0305 | Chair, Waiting Room, Single | 1 | VV | Single seat waiting room chair with foam padded seat and back. Upholstered with either woven fabric textile or vinyl. Arms and floor glides included.
M3070 | Hamper, Linen, Mobile, w/Lid | 1 | VV | Mobile linen hamper with hand or foot operated lid. Made of heavy tubular stainless steel with heavy gauge welded steel platform. Holds 25" hamper bags. Mounted on ball bearing casters. For linen transport in hospitals and clinics.
14 - SB150 - SCI OP Cystoscopy Patient Toilet / Shower, Bldg Sprt | 14 - SB150 - SCI OP Cystoscopy Patient Toilet / Shower, Bldg Sprt | 14 - SB150 - SCI OP Cystoscopy Patient Toilet / Shower, Bldg Sprt | 14 - SB150 - SCI OP Cystoscopy Patient Toilet / Shower, Bldg Sprt | 14 - SB150 - SCI OP Cystoscopy Patient Toilet / Shower, Bldg Sprt
JSN | NAME | QTY | ACQ/INS | DESCRIPTION
A1066 | Mirror, Float Glass, With SS Frame | 1 | CC | A high quality 1/4" polished float glass mirror 36X18, framed in a one-piece, bright polished, stainless steel channel frame with 90° mitered corners. All edges of the mirror are protected by absorbing filler strips. Mirror has a galvanized steel back with integral horizontal hanging brackets and wall hanger for concealed mounting. For mounting above single wall mounted lavatories located in toilet areas, Doctors examination offices, etc. May also be used above double lavatories, either wall or countertop mounted, found in restroom areas.
A1200 | Lift System, Overhead, Patient Room | 1 | VC | An overhead rail system specifically designed for patient lifting and movement for a single bed patient room. The system will consist of recessed or ceiling mounted primary and secondary rails, lift motor with rolling carriage, patient harness or seat, and a hand controller or control box with charger. System will facilitate lifting and movement of patient to and from bed to gurney, chair or other requirement. Minimum lift capability is 550 pounds. Custom design of track layout by manufacturer is essential to meet individual facility requirements.
A5030 | Bench, Stall, Shower, Built In | 1 | CC | Shower bench; built-in. Eighteen (18) gauge stainless steel frame with anchors built-in into the wall. Size and shape as required.
A5075 | Dispenser, Soap, Disposable | 1 | VV | Disposable soap dispenser. One-handed dispensing operation. Designed to accommodate disposable soap cartridge and valve.
A5082 | Dispenser, Paper Towel, Sensor, Hands Free | 1 | CC | A surface mounted, sensor activated, automatic, roll paper towel dispenser. The unit dispenses a paper towel automatically only when hands are place in position below the dispenser for maximum sanitation and hygiene. May include adjustable settings for sheet length, time delay, and sensor range. Unit is battery operated or with optional AC power adapter.
A5090 | Disposal, Sanitary Napkin, SS, Surface Mounted | 1 | CC | A surface mounted, satin finish stainless steel, sanitary napkin disposal. Disposal features a flip-up cover, secured to the container by a heavy duty stainless steel piano-hinge. Disposal may be secured to wall or toilet partition. For general purpose use in female toilet stalls or rooms and uni-sex toilet rooms.
A5109 | Grab Bar, 1-1/4" Dia., SS, 2 Wall, W/C Accessible | 1 | CC | A 1-1/4" diameter, satin finish stainless steel, peened gripping surface, 2 wall toilet stall/ room, grab bar with concealed mounting flanges. Snap over flanges are provided to conceal mounting screws. A selection of mounting kits and concealed anchor devices are available from the manufacturers for different types of installations. Grab bar shall comply with barrier-free accessibility guidelines for structural strength. For typical water closet applications in toilet stalls and rooms where ADA (American's With Disabilities Act) requirements must be met.
A5110 | Grab Bar, 1-1/4" Dia., SS, 2 Wall, Shower Use | 1 | CC | A 1-1/4" diameter, satin finish stainless steel, peened gripping surface, 2 wall shower, grab bar with concealed mounting flanges. Snap over flanges are provided to conceal mounting screws. A selection of mounting kits and concealed anchor devices are available from the manufacturers for different types of installations. Grab bar shall comply with barrier-free accessibility guidelines for structural strength. For typical applications in shower stalls where ADA (American's With Disabilities Act) requirements must be met.
A5145 | Hook, Garment, Double, SS, Surface Mounted | 1 | CC | A surface mounted, satin finish stainless steel, double garment hook. Equipped with a concealed mounting bracket that is secured to a concealed wall plate. For general purpose use throughout the facility to hang various items of apparel.
A5170 | Rod, Shower Curtain, 1"Diameter, W/Curtain & Hooks | 1 | CC | A concealed mounted, 1" outside diameter, satin finish stainless steel, shower curtain rod with white vinyl shower curtain (72" H) and SS shower curtain hooks. Rod and curtain available in various widths. For general purpose use at shower stall or bathtub locations. Pricing based upon standard shower stall dimensions of 36" x 36" and a standard curtain height of 72".
A5175 | Soap Dish, With Bar, SS, Recessed | 1 | CC | A recessed mounted, satin finish stainless steel, soap dish with bar. Soap dish furnished with retaining lip and mounting clamp for installation in stud walls or countertop aprons. For general purpose use in shower stalls or at bathtub locations.
A5200 | Dispenser, Toilet Tissue, SS, 2-Roll, Surface Mntd | 1 | CC | A concealed surface mounted, double roll, satin finish stainless steel, toilet tissue dispenser. Unit accommodates two standard-core toilet tissue rolls through 5" in diameter. Spindles are chrome plated plastic with a heavy-duty internal spring and turn freely for non-controlled delivery. For general purpose use in restrooms.
A5205 | Bar, Towel, 1" Diameter, SS, Surface Mounted | 1 | CC | A surface mounted, satin finish stainless steel, 1" diameter, towel bar. Support posts and flanges are one piece, chrome-plated, cast heavy brass with satin finish. Towel bar shall not rotate within support posts. Available in 18", 24" and 30" widths. For general purpose use in shower or bathtub rooms. Pricing based upon a suggested standard width of 18".
F2000 | Basket, Wastepaper, Fire Resistant | 1 | VV | Wastepaper basket, fire resistant, approximately 40 quart capacity. This unit is used to collect and temporarily store small quantities of paper refuse in patient rooms, administrative areas and nursing stations. Size and shape varies depending on the application and manufacturer selected.
P3000 | Lavatory, Vitreous China, Straight Back | 1 | CC | Wall mounted, vitreous china lavatory (approximate bowl size 7"x15"x10") with: straight-front apron, straight or contoured back; faucet holes on 4" centers; gooseneck spout; wrist blade handles; and grid strainer. It shall be suitable for use in clinics, offices, washrooms or patient care areas.
P5040 | Shower, Single, Hand-Held | 1 | CC | A complete, barrier-free, single hand-held, personal shower system. The shower system includes: pressure balanced mixing valve with high temperature limit stop; personal hand shower; shower hose; wall supply; and slide bar. For general purpose use throughout the facility in shower stalls.
P9050 | Toilet, Wall Hung, Siphon Jet | 1 | CC | Siphon jet water closet/ toilet. This unit is wall hung with an elongated bowl, top spud flushometer, seat with open front and check hinge, and carrier. Used in restrooms throughout the health care facility.
28 - SCI/D CENTER OUTPATIENT (OP) SUPPORT AREA | 28 - SCI/D CENTER OUTPATIENT (OP) SUPPORT AREA | 28 - SCI/D CENTER OUTPATIENT (OP) SUPPORT AREA | 28 - SCI/D CENTER OUTPATIENT (OP) SUPPORT AREA | 28 - SCI/D CENTER OUTPATIENT (OP) SUPPORT AREA
1 - SC152 - SCI OP Nurse Station, Clncl Sprt | 1 - SC152 - SCI OP Nurse Station, Clncl Sprt | 1 - SC152 - SCI OP Nurse Station, Clncl Sprt | 1 - SC152 - SCI OP Nurse Station, Clncl Sprt | 1 - SC152 - SCI OP Nurse Station, Clncl Sprt
JSN | NAME | QTY | ACQ/INS | DESCRIPTION
A1010 | Telecommunication Outlet | 4 | VV | Telecommunication outlet location.
A1015 | Telephone, Desk, Multiple Line | 2 | VV | Telephone, desk, multiple line.
E0418 | Nurse Station, Medium, Free Standing | 1 | VV | Nurse station typicals have non-powered steel frames with a pre-installed metal junction box for user defined electrical solutions. Data modules and low voltage cabling can be routed freely within the frame. Electrical and/or data devices are not provided with the nurse station. Panel inserts are available in fabric, painted metal, tackable, acoustical, paper management, rail, glass, open and electrical/data accessible styles. Typicals include panel inserts for both sides of the steel frame. All electrical connections must be made by an electrical contractor. THIS TYPICAL INCLUDES: 5 steel frames, 70"H x 24"W; 1 steel frame, 70"H x 48"W; 2 steel frames, 38"W x 48"W; 4 steel frames, 38"H x 24"W; 1 steel frame w/low access, 38"H x 48"W; 2 frame connectors, 3-way corner, 70"H; 1 frame connector, 2-way corner, 38"H; 2 frame connectors, 135 degree, 2-way, 38"H; 9 finished end hardware; 6 frame-to-frame connectors; 3 cantilevered work surface, 48"W; 2 cantilevered, work surface, 72"W; 1 cantilevered low access work surface, 135 degree, 48"W; 2 pedestal box/box/files; 2 panel inserts, painted metal, 8"H x 24"W; 50 panel inserts, painted metal, 16"H x 24"W; 10 panel inserts, painted metal, 16"H x 48"W; 2 panel inserts, painted metal, 20"H x 48"W : 2 panel inserts, tackable, 16"H x 24"W; 2 panel inserts, paper mgmt., 8"H x 48"W; 1 countertop w/light support assembly, 16"D x 14'-0"L; 18 paper tray, 10"W; 2 chart shelf, pass-thru, 24"W; 2 chart shelf, pass-thru, 48"W.
F0280 | Chair, Swivel, Low Back | 4 | VV | Low back contemporary swivel chair, 37" high X 25" wide X 31" deep with a five (5) caster swivel base, arms and foam padded seat and back upholstered with either woven textile fabric or vinyl.
F2000 | Basket, Wastepaper, Fire Resistant | 2 | VV | Wastepaper basket, fire resistant, approximately 40 quart capacity. This unit is used to collect and temporarily store small quantities of paper refuse in patient rooms, administrative areas and nursing stations. Size and shape varies depending on the application and manufacturer selected.
F3050 | Whiteboard, Dry Erase | 1 | VV | Whiteboard unit, approximately 36" H x 48" W consisting of a white porcelain enamel writing surface with an attached chalk tray. Magnetic surface available. Image can be easily removed with a standard chalkboard eraser. For use with water color pens. Unit is ready to hang.
F3200 | Clock, Battery, 12" Diameter | 1 | VV | Clock, 12" diameter. Round surface, easy to read numbers with sweep second hand. Wall mounted unit for use when impractical to install a fully synchronized clock system. Battery operated, (batteries not included).
M1605 | Holder, Chart, 20 Each | 1 | VV | Clinical chart holder cart. 20 chart capacity. 2 side-by-side tiers. May be ordered in various chart capacities. Constructed of heavy metal frames with vinyl laminated surfaces or painted panels. 3" casters with locks. Used to hold patient spring loaded charts.
M1801 | Computer, Microprocessing, w/Flat Panel Monitor | 4 | VV | Desk top microprocessing computer. The unit shall consist of a central processing mini tower, flat panel monitor, keyboard, mouse and speakers. The system shall have the following minimum characteristics: a 2.8 GHz Pentium processor; 512 MB memory; 80GB hard drive; 32/48x CD-ROMDVD combo; 1.44MB network interface card; video 32 MB NVIDIA; a 18 inch flat panel monitor. The computer is used throughout the facility to input, manipulate and retrieve information.
M1820 | Imprinter, Data Record, Electric | 1 | VV | Electric data record imprinter. The device accepts embossed plastic patient cards in either the 50 column or the 80 column format and adjusts automatically for card size and form thickness. Device will provide clear readable impressions with a cycle that is less than 1 second in length. Electro-mechanical design provides for a consistent impression that is independent of operator knowledge or technique. Unit may include a date/time stamp as an accessory.
M1840 | Printer/Copier/Fax Combination | 1 | VV | Multifunctional printer, fax, scanner and copier (PFC) all-in-one machine.
M1855 | Facsimile Machine | 1 | VV | Plain paper facsimile unit used to transmit printed matter or images over standard telephone lines. The unit operates at a modem speed of 33.6 Kbps and automatically recognizes and communicates with a variety of standard facsimile machines. Commonly referred to as "fax" unit.
2 - SV583 - SCI OP Medication Room, Phrm Svc | 2 - SV583 - SCI OP Medication Room, Phrm Svc | 2 - SV583 - SCI OP Medication Room, Phrm Svc | 2 - SV583 - SCI OP Medication Room, Phrm Svc | 2 - SV583 - SCI OP Medication Room, Phrm Svc
JSN | NAME | QTY | ACQ/INS | DESCRIPTION
A1010 | Telecommunication Outlet | 2 | VV | Telecommunication outlet location.
A1014 | Telephone, Wall Mounted, 1 Line, With Speaker | 1 | VV | Telephone, wall mounted, 1 line, with speaker.
A5075 | Dispenser, Soap, Disposable | 1 | VV | Disposable soap dispenser. One-handed dispensing operation. Designed to accommodate disposable soap cartridge and valve.
A5077 | Dispenser, Hand Sanitizer, Hands-Free | 1 | VV | A touch free wall-mounted hand sanitizer dispenser. For use throughout a healthcare facility. Unit does not include the sanitizing liquid. Units are battery operated.
A5082 | Dispenser, Paper Towel, Sensor, Hands Free | 1 | CC | A surface mounted, sensor activated, automatic, roll paper towel dispenser. The unit dispenses a paper towel automatically only when hands are place in position below the dispenser for maximum sanitation and hygiene. May include adjustable settings for sheet length, time delay, and sensor range. Unit is battery operated or with optional AC power adapter.
A5107 | Dispenser, Glove, Surgical/Examination, Wall Mntd | 1 | VV | Examination three (Small Medium, Large) glove dispenser box for wall mounting. Fabricated of either cold rolled steel with a white baked enamel finish, plastic or acrylic. Hardware not included, Option 3 powder coated steel.
A5108 | Waste Disposal Unit, Sharps | 1 | VV | A container for collecting and transporting syringes and other sharps for decontamination and disposal. Available in 2 gallon and 8 gallon with locking rotor. Complies with OSHA regulations for handling sharps.
A5145 | Hook, Garment, Double, SS, Surface Mounted | 1 | CC | A surface mounted, satin finish stainless steel, double garment hook. Equipped with a concealed mounting bracket that is secured to a concealed wall plate. For general purpose use throughout the facility to hang various items of apparel.
C03G0 | Cabinet, U/C/B, 2 Shelf, 2 Door, 36x30x22 | 1 | CC | Standing height under counter base cabinet with two adjustable shelves and two solid hinged doors. Also referred to as a cupboard cabinet. For general purpose use throughout the facility.
C04Q0 | Cabinet, ADA Sink, Wall-Mounted | 1 | CC | Wall mounted sink support cabinet for drop-in sink with vertical fascia and angled ADA profile, also referred to as ADA sink cabinet. Removable front panel to permit access to plumbing. Medium density M-3 particle board core construction faced with high pressure vertical grade decorative plastic laminate on exposed surfaces and melamine on semi-exposed and concealed surfaces; plastic laminate edge banding. Includes all attaching hardware including support rail.
CD030 | Cabinet, W/H, 2 Shelf, 2 DO, Sloping Top, 38x30x13 | 2 | CC | Wall hung steel cabinet with two adjustable shelves, solid hinged doors, and sloping top. Also referred to as a solid hinged double door wall case. For general purpose use throughout the facility.
CS070 | Sink, SS, Single Compartment, 7.5x16x16 ID | 1 | CC | Single compartment stainless steel sink, drop-in, self-rimming, ledge-type, connected with a drain and provided with a mixing faucet. It shall also be provided with pre-punched fixture holes on 4" center, integral back ledge to accommodate deck-mounted fixtures, brushed/polished interior and top surfaces, and sound deadened. Recommended for use in suspended or U/C/B sink cabinets having a high plastic laminate or Chemsurf laminate countertop/work surface. Coordinate actual outside sink dimensions with the actual clear dimension of cabinet specified to ensure that they are compatible. For general purpose use throughout the facility.
CT020 | Countertop, Solid Surface | 1 | CC | A solid, nonporous countertop with a smooth seamless appearance. Easy to clean and maintain and with proper cleaning does not support the growth of mold. An acrylic-based solid surface product. Standard thickness of 1", and a 4" butt backsplash/curb. Also referred to as a work surface or work top. Available in a choice of colors and depths. Used in lab and other hospital areas requiring optimum physical and chemical resisting properties.
E0945 | Cart, Computer, Mobile | 1 | VV | A mobile computer cart for use throughout the facility. The cart dimensions will be approximately 45" H x 30" W x 22" D with casters. May include drawers and miscellaneous other accessories that will be determined at time of purchase. This Typical may include: 1 Cart Body, w/Computer Support, Style-A Narrow, w/Raised Edge Top 1 Flip-Up Shelf 1 Sharps Container Holder 1 Wastebasket 1 Chart Holder 2 Drawers, 3"H 2 Drawers, 6"H 3 Accessory Rail, Side Drawer Organizer Bins
F2010 | Basket, Wastepaper, Step-On | 1 | VV | "Step-on" wastepaper basket with inner liner and foot petal activated flip top.
F3050 | Whiteboard, Dry Erase | 1 | VV | Whiteboard unit, approximately 36" H x 48" W consisting of a white porcelain enamel writing surface with an attached chalk tray. Magnetic surface available. Image can be easily removed with a standard chalkboard eraser. For use with water color pens. Unit is ready to hang.
F3200 | Clock, Battery, 12" Diameter | 1 | VV | Clock, 12" diameter. Round surface, easy to read numbers with sweep second hand. Wall mounted unit for use when impractical to install a fully synchronized clock system. Battery operated, (batteries not included).
M1801 | Computer, Microprocessing, w/Flat Panel Monitor | 1 | VV | Desk top microprocessing computer. The unit shall consist of a central processing mini tower, flat panel monitor, keyboard, mouse and speakers. The system shall have the following minimum characteristics: a 2.8 GHz Pentium processor; 512 MB memory; 80GB hard drive; 32/48x CD-ROMDVD combo; 1.44MB network interface card; video 32 MB NVIDIA; a 18 inch flat panel monitor. The computer is used throughout the facility to input, manipulate and retrieve information.
M3150 | Distribution System, Medication, Automatic | 1 | VV | An automated dispensing system that provides controlled dispensing, inventory and security. Size and cost will vary dependent on number of modules selected.
P1965 | Eyewash, Eye/Face, Sink Mounted, Hands-free | 1 | CC | A sink mounted eyewash station. The unit is designed for emergency eye and face rinsing from soft flow dual spray-heads. The Flow must be activated by the single momentary action and remain on until terminated.
R6200 | Refrigerator, U/C or F/S, 5 Cu Ft | 1 | VV | Utility refrigerator approximately 35" H x 24" W x 26" D. The unit has a two tray ice cube cooling system. The refrigerator fits standard architectural dimensions for undercounter installation. The unit is perfect for use in nurses' station, wards, and laboratories, pharmacies or wherever space is limited.
3 - SB737 - SCI OP Clean Utility Room, Lgstcs Svc | 3 - SB737 - SCI OP Clean Utility Room, Lgstcs Svc | 3 - SB737 - SCI OP Clean Utility Room, Lgstcs Svc | 3 - SB737 - SCI OP Clean Utility Room, Lgstcs Svc | 3 - SB737 - SCI OP Clean Utility Room, Lgstcs Svc
JSN | NAME | QTY | ACQ/INS | DESCRIPTION
E0906 | Locker, Supply, General, Wall Mtd, 23"W x 20"D | 1 | VV | THIS TYPICAL INCLUDES: 1 Wall Mounted Rail 1 Locked Storage Container 2 Tray/Shelves 1 Drawer, 3"H 3 Drawers, 6"H 2 Drawers, 9"H 1 Tray/Shelf Divider Drawer Organizer Bins Consider the need for an E0921 to transport the locker from place to place.
E0912 | Locker, Supply, Med Surg, Wall Mtd | 1 | VV | Medical/Surgical Supply locker, Wall Mounted, approximately 23"W x 20"D. THIS TYPICAL INCLUDES: 1 Wall Mounted Rail 1 Locked Storage Container 4 Tray/Shelves 5 Drawers, 3"H 2 Drawers, 6"H 2 Tray/Shelf Dividers Drawer Organizer Bins Consider the need for an E0921 to transport the locker from place to place.
E1500 | Rail, MOD, W/MNTD, HX144XD | 1 | VV | Wall mounted rail used for hanging (mounting) lockers, shelves and drawers on a wall.
F2000 | Basket, Wastepaper, Fire Resistant | 1 | VV | Wastepaper basket, fire resistant, approximately 40 quart capacity. This unit is used to collect and temporarily store small quantities of paper refuse in patient rooms, administrative areas and nursing stations. Size and shape varies depending on the application and manufacturer selected.
4 - SB743 - SCI OP Soiled Utility Room, Lgstcs Svc | 4 - SB743 - SCI OP Soiled Utility Room, Lgstcs Svc | 4 - SB743 - SCI OP Soiled Utility Room, Lgstcs Svc | 4 - SB743 - SCI OP Soiled Utility Room, Lgstcs Svc | 4 - SB743 - SCI OP Soiled Utility Room, Lgstcs Svc
JSN | NAME | QTY | ACQ/INS | DESCRIPTION
A1012 | Telephone, Wall Mounted, 1 Line | 1 | VV | Telephone, wall mounted, 1 line.
A5075 | Dispenser, Soap, Disposable | 1 | VV | Disposable soap dispenser. One-handed dispensing operation. Designed to accommodate disposable soap cartridge and valve.
A5077 | Dispenser, Hand Sanitizer, Hands-Free | 1 | VV | A touch free wall-mounted hand sanitizer dispenser. For use throughout a healthcare facility. Unit does not include the sanitizing liquid. Units are battery operated.
A5080 | Dispenser, Paper Towel, SS, Surface Mounted | 1 | CC | A surface mounted, satin finish stainless steel, single-fold, paper towel dispenser. Dispenser features: tumbler lock; front hinged at bottom; and refill indicator slot. Minimum capacity 400 single-fold paper towels. For general purpose use throughout the facility.
A5106 | Waste Disposal Unit, Sharps w/Glove Dispenser | 1 | VV | The unit is designed for the disposal of sharps and complies with OSHA guidelines for the handling of sharps. It shall house a 5 quart container and be capable of being mounted on a wall. It shall have a glove dispenser attached. The unit shall be secured by a locked enclosure.
C04F0 | Cabinet, U/C/B, 1 Shelf, 2 Half DR, 2 DO, 36x36x22 | 1 | CC | Standing height under counter base cabinet with an adjustable shelf and two half width drawers above solid hinged doors. Also referred to as a combination cabinet or a drawer and cupboard cabinet. For general purpose use throughout the facility.
C05P0 | Cabinet, Sink, U/C/B, 2 Door, 36x48x22 | 1 | CC | Standing height under counter base sink cabinet with solid hinged doors. Also referred to as a double-door sink cabinet. For general purpose use throughout the facility where a sink is to be used. Coordinate actual clear cabinet dimension with the actual outside dimension of sink that is specified to ensure that they are compatible.
CS200 | Sink, SS, Single Compartment, 12x28x16 ID | 1 | CC | Single compartment stainless steel sink, drop-in, self-rimming, ledge-type, connected with a drain and provided with a mixing faucet. It shall also be provided with pre-punched fixture holes on 4" center, integral back ledge to accommodate deck-mounted fixtures, brushed/polished interior and top surfaces, and sound deadened. Recommended for use in suspended or U/C/B sink cabinets having a high plastic laminate or Chemsurf laminate countertop/work surface. Coordinate actual outside sink dimensions with the actual clear dimension of cabinet specified to ensure that they are compatible. For general purpose use throughout the facility.
CT050 | Countertop, Stainless Steel | 1 | CC | Stainless steel countertop (composition of heavy-gauge Type No. 304 stainless steel) having a smooth satin finish and integral 4" backsplash/curb. Also referred to as a corrosion-resistant steel work surface or work top. Available in various depths. Used in areas where excellent ease of cleaning, abrasion resistance, bacteria resistance, impact resistance, load capacity and moisture resistance, are of concern. Pricing based upon a 24" depth.
F2020 | Can, Trash, 44 Gallon | 1 | VV | Forty four (44) gallon trash can, 32" high X 24" diameter, with lid. Used to collect and transport refuse from a point of origin to point of disposal (example: from soiled utility or a nursing unit to the trash compactor at housekeeping).
P2000 | Eyewash, Wall Mounted, Hands-Free | 1 | CC | Wall mounted emergency eye wash station. The flow of water from the unit is activated by hand. Upon initiation of water flow the unit will operate hands free to provide streams of water to clear foreign particles or dilute caustic liquids from the eyes in emergency situations. Used in laboratories and areas of the hospital where employees are subject to foreign bodies or liquid material to the eyes.
P2450 | Valve, Mixing, Thermostatic | 1 | CC | Thermostatic mixing valve with washout hose. Used with portable whirlpool equipment. Thermostatic valve is used to maintain temperature between 70 and 110 degree Fahrenheit, with a flow rate of 20 gallons a minute. The washout hose assembly is used to wash out tanks after treatment. Used in physical therapy department to provide comfortable water temperature for patient treatments.
P3100 | Lavatory, Vitreous China, Slab Type | 1 | CC | Wall mounted, slab type, vitreous china, lavatory (approximate bowl size 7"x15"x10") with: faucet holes on 4" centers; gooseneck spout; wrist blade handles; and grid strainer. It shall be suitable for use in clinics, offices, washrooms or patient care area.
5 - SC471 - SCI OP Clean Linen Room, EMS | 5 - SC471 - SCI OP Clean Linen Room, EMS | 5 - SC471 - SCI OP Clean Linen Room, EMS | 5 - SC471 - SCI OP Clean Linen Room, EMS | 5 - SC471 - SCI OP Clean Linen Room, EMS
JSN | NAME | QTY | ACQ/INS | DESCRIPTION
M2055 | Shelving, Storage, Wire, CRS, w/Adjustable Shelves | 1 | VV | Stationary, wire, shelving unit. Unit has fully adjustable shelves constructed of stainless steel. For use in general purpose storage areas. Shelving is provided in various sizes and configurations. Price provided is for a unit approximately 74"H x 18"D x 48"W with four shelves.
6 - SC452 - SCI OP Soiled Linen Room, EMS | 6 - SC452 - SCI OP Soiled Linen Room, EMS | 6 - SC452 - SCI OP Soiled Linen Room, EMS | 6 - SC452 - SCI OP Soiled Linen Room, EMS | 6 - SC452 - SCI OP Soiled Linen Room, EMS
JSN | NAME | QTY | ACQ/INS | DESCRIPTION
F0510 | Cart, Linen, Soiled | 1 | VV | Soiled linen collection cart, approximately 70" H x 68" W x 28" D with four (4) casters. Used to transport clean or soiled laundry.
7 - SB780 - SCI OP Transfer Equipment Room, Lgstcs Svc | 7 - SB780 - SCI OP Transfer Equipment Room, Lgstcs Svc | 7 - SB780 - SCI OP Transfer Equipment Room, Lgstcs Svc | 7 - SB780 - SCI OP Transfer Equipment Room, Lgstcs Svc | 7 - SB780 - SCI OP Transfer Equipment Room, Lgstcs Svc
JSN | NAME | QTY | ACQ/INS | DESCRIPTION
M2055 | Shelving, Storage, Wire, CRS, w/Adjustable Shelves | 2 | VV | Stationary, wire, shelving unit. Unit has fully adjustable shelves constructed of stainless steel. For use in general purpose storage areas. Shelving is provided in various sizes and configurations. Price provided is for a unit approximately 74"H x 18"D x 48"W with four shelves.
M2070 | Shelving, Storage, 77hx36wx18d | 2 | VV | Storage shelving unit approximately 77" H X 36" W X 18" D. Corrosion resistant baked enamel, galvanized or stainless steel open unit with adjustable shelves. The closed version is also available. For use in the storage room.
8 - OSC23 - OP Equipment Storage Room, SCI | 8 - OSC23 - OP Equipment Storage Room, SCI | 8 - OSC23 - OP Equipment Storage Room, SCI | 8 - OSC23 - OP Equipment Storage Room, SCI | 8 - OSC23 - OP Equipment Storage Room, SCI
JSN | NAME | QTY | ACQ/INS | DESCRIPTION
M2055 | Shelving, Storage, Wire, CRS, w/Adjustable Shelves | 2 | VV | Stationary, wire, shelving unit. Unit has fully adjustable shelves constructed of stainless steel. For use in general purpose storage areas. Shelving is provided in various sizes and configurations. Price provided is for a unit approximately 74"H x 18"D x 48"W with four shelves.
M2070 | Shelving, Storage, 77hx36wx18d | 2 | VV | Storage shelving unit approximately 77" H X 36" W X 18" D. Corrosion resistant baked enamel, galvanized or stainless steel open unit with adjustable shelves. The closed version is also available. For use in the storage room.
9 - SC180 - SCI OP Portable Imaging Equipment Alcove, Clncl Sprt | 9 - SC180 - SCI OP Portable Imaging Equipment Alcove, Clncl Sprt | 9 - SC180 - SCI OP Portable Imaging Equipment Alcove, Clncl Sprt | 9 - SC180 - SCI OP Portable Imaging Equipment Alcove, Clncl Sprt | 9 - SC180 - SCI OP Portable Imaging Equipment Alcove, Clncl Sprt
JSN | NAME | QTY | ACQ/INS | DESCRIPTION
X4780 | Radiographic Unit, Mobile, Battery, 100 mA, 100kVp | 1 | VV | Mobile radiographic, rechargeable battery powered x-ray unit. The unit is 100 mA, 110 kVp. For use in surgery or patient treatment areas.
10 - SC072 - SCI OP Isolation / Wound Treatment Cart Alcove, Clncl Sprt | 10 - SC072 - SCI OP Isolation / Wound Treatment Cart Alcove, Clncl Sprt | 10 - SC072 - SCI OP Isolation / Wound Treatment Cart Alcove, Clncl Sprt | 10 - SC072 - SCI OP Isolation / Wound Treatment Cart Alcove, Clncl Sprt | 10 - SC072 - SCI OP Isolation / Wound Treatment Cart Alcove, Clncl Sprt
JSN | NAME | QTY | ACQ/INS | DESCRIPTION
E0948 | Cart, General Storage, Mobile, 42"H x 32"W x 22"D | 1 | VV | THIS TYPICAL INCLUDES: 1 Cart Body, Style-A Narrow, w/Raised Edge Top 2 Drawers, 3" H 4 Drawers, 6" H 1 Accessory Rail, Side Drawer Organizer Bins
M4300 | Wound Therapy System, Negative Pressure | 1 | VV | A negative pressure wound therapy system allowing for continuous or intermittent negative pressure from 40-120mmHg. Designed for patients benefitting from a suction device (negative pressure wound therapy) to promote wound healing by removal of fluids. The device includes a single-use bacterial overflow guard and removable canister. Device includes a rechargeable battery.
11 - SC052 - SCI OP Crash Cart Alcove, Clncl Sprt | 11 - SC052 - SCI OP Crash Cart Alcove, Clncl Sprt | 11 - SC052 - SCI OP Crash Cart Alcove, Clncl Sprt | 11 - SC052 - SCI OP Crash Cart Alcove, Clncl Sprt | 11 - SC052 - SCI OP Crash Cart Alcove, Clncl Sprt
JSN | NAME | QTY | ACQ/INS | DESCRIPTION
E0954 | Cart, Emergency, Mobile, 66"H x 32"W x 22"D | 1 | VV | THIS TYPICAL INCLUDES: 1 Cart body, style-A narrow, w/raised edge top 1 Accessory rail, side 1 Accessory rail, back 1 Defibrillator tray 1 IV pole 1 Breakaway bar 1 Flip-up shelf 1 Wastebasket 1 Oxygen tank holder 1 Electrical box-4 outlet 1 Cord wrap 4 Drawer, 3"H 3 Drawer, 6"H Drawer organizer bins.
M1100 | Resuscitator, Bag-Mask, Hand Operated | 1 | VV | Hand operated bag-mask resuscitator. Consists of face mask, non-rebreathing valve, compression bag and tidal bag. Used for resuscitation in life saving situations.
M7660 | Defibrillator/Monitor/Recorder, Portable | 1 | VV | Portable defibrillator-monitor-recorder. Integral unit system operable from self-contained rechargeable batteries. ECG may be viewed through paddles or patient cable. Options include external pacing and 12-Lead.
M8769 | Aspirator, Resuscitation, Portable w/ Battery | 1 | VV | High-vacuum and high-flow AC/DC powered suction unit for use on emergency resuscitation carts and for general suction use. Light weight, compact design, fully enclosed water resistant unit with an average run time of 60 minutes. Includes variable suction range up to 580 mmHg and 1200 CC collection canister.
12 - SB244 - SCI OP Housekeeping Aides Closet (HAC), Bldg Sprt | 12 - SB244 - SCI OP Housekeeping Aides Closet (HAC), Bldg Sprt | 12 - SB244 - SCI OP Housekeeping Aides Closet (HAC), Bldg Sprt | 12 - SB244 - SCI OP Housekeeping Aides Closet (HAC), Bldg Sprt | 12 - SB244 - SCI OP Housekeeping Aides Closet (HAC), Bldg Sprt
JSN | NAME | QTY | ACQ/INS | DESCRIPTION
A5075 | Dispenser, Soap, Disposable | 1 | VV | Disposable soap dispenser. One-handed dispensing operation. Designed to accommodate disposable soap cartridge and valve.
A5080 | Dispenser, Paper Towel, SS, Surface Mounted | 1 | CC | A surface mounted, satin finish stainless steel, single-fold, paper towel dispenser. Dispenser features: tumbler lock; front hinged at bottom; and refill indicator slot. Minimum capacity 400 single-fold paper towels. For general purpose use throughout the facility.
A5107 | Dispenser, Glove, Surgical/Examination, Wall Mntd | 1 | VV | Examination three (Small Medium, Large) glove dispenser box for wall mounting. Fabricated of either cold rolled steel with a white baked enamel finish, plastic or acrylic. Hardware not included, Option 3 powder coated steel.
A5135 | Shelf, Utility W/ Mop/Broom Holders, SS, Surf Mntd | 1 | CC | A surface mounted, satin finish stainless steel, utility shelf with a maximum of 6 mop/broom holders and 5 rag hooks. Utility shelf features: 8" deep shelf; mounting brackets welded to shelf; spring activated rubber cam holders; and drying rod. Unit is available in various widths 30" (minimum, 3 holders and 2 hooks) to 48" (maximum, 6 holders and 5 hooks). For use in janitor closets. Pricing based on a 36" width.
F0500 | Cart, Janitor's | 1 | VV | Janitors cart, 38" high X 66" wide X 20" deep with 25 gallon heavy duty collection bag. Accommodations for locking vault and janitorial support items (broom, dust pan, chemicals, mop and mop bucket; not included).
F0505 | Bucket, Mop, With Wringer, 26 Quart | 1 | VV | Mobile mop bucket / wringer combination, approximately 35" H x 17" W x 22" D with four 2" casters. Total capacity is 26 quarts. Unit used for general hard surface floor maintenance.
P2000 | Eyewash, Wall Mounted, Hands-Free | 1 | CC | Wall mounted emergency eye wash station. The flow of water from the unit is activated by hand. Upon initiation of water flow the unit will operate hands free to provide streams of water to clear foreign particles or dilute caustic liquids from the eyes in emergency situations. Used in laboratories and areas of the hospital where employees are subject to foreign bodies or liquid material to the eyes.
P2451 | Valve, Mixing, Thermostatic, Eyewash | 1 | CC | Emergency tempering valve thermostatically mixes hot and cold water to provide a safe fluid supply for a single emergency eye/face wash with a flow rate of 10 gpm (38.8L)
P4700 | Sink, Mop, Molded Stone | 1 | CC | Mop service sink approximately 10"H x 36"W x 24"D. Also called a mop service basin and a mop receptor. Unit is made of molded stone and is a one piece item. It shall include a service faucet hose, hose bracket and mop hanger. Used in utility rooms for cleaning mops and floor cleaning equipment.
29 - SCI/D CENTER OUTPATIENT (OP) STAFF AND ADMINISTRATIVE AREA | 29 - SCI/D CENTER OUTPATIENT (OP) STAFF AND ADMINISTRATIVE AREA | 29 - SCI/D CENTER OUTPATIENT (OP) STAFF AND ADMINISTRATIVE AREA | 29 - SCI/D CENTER OUTPATIENT (OP) STAFF AND ADMINISTRATIVE AREA | 29 - SCI/D CENTER OUTPATIENT (OP) STAFF AND ADMINISTRATIVE AREA
1 - SS204 - SCI OP Nurse Supervisor Office, Stff Sprt | 1 - SS204 - SCI OP Nurse Supervisor Office, Stff Sprt | 1 - SS204 - SCI OP Nurse Supervisor Office, Stff Sprt | 1 - SS204 - SCI OP Nurse Supervisor Office, Stff Sprt | 1 - SS204 - SCI OP Nurse Supervisor Office, Stff Sprt
JSN | NAME | QTY | ACQ/INS | DESCRIPTION
A1010 | Telecommunication Outlet | 2 | VV | Telecommunication outlet location.
A1015 | Telephone, Desk, Multiple Line | 1 | VV | Telephone, desk, multiple line.
A5145 | Hook, Garment, Double, SS, Surface Mounted | 1 | CC | A surface mounted, satin finish stainless steel, double garment hook. Equipped with a concealed mounting bracket that is secured to a concealed wall plate. For general purpose use throughout the facility to hang various items of apparel.
E0078 | Workstation, L-Shaped w/Peninsula, Free Std, 78x72 | 1 | VV | This section will provide a whole work station typical to quickly plan work areas in clinical or administrative spaces. There will be a price decrease if typical work stations are used with vertical hanging strips instead of panels. THIS TYPICAL INCLUDES: 4 standard solid panels; 2 panel connectors, 2-way corner; 1 panel-to-panel connector; 2 finished end hardware; 1 cantilevered work surface; 1 peninsula work surface; 2 lockable flipper units; 2 shelf, storage/display; 2 lights; 1 tack board, 48"W; 1 tool rail, 30"W; 1 paper tray; 1 diagonal tray; 1 adjustable keyboard tray; 1 mobile pedestal, box/file.
F0110 | Bookcase, 3 Shelf | 1 | VV | Freestanding open metal shelf book case, approximately 60" high X 36" wide X 18" deep with three (3) adjustable shelves and four (4) non-marking floor glides.
F0205 | Chair, Side With Arms | 2 | VV | Upholstered side chair, 32" high X 21" wide X 23" deep with arms, padded seats and padded backs. Seat height is a minimum of 17". Available with or without sled base.
F0275 | Chair, Swivel, High Back | 1 | VV | Highback contemporary swivel chair, 41" high X 23" wide X 23" deep with five (5) caster swivel base and arms. Chair may be used at desks or in conference rooms. Back and seat are foam padded and upholstered with either woven textile fabric or vinyl.
F0420 | Cabinet, Filing, Lateral, Half Height | 1 | VV | Half height two (2) or three (3) drawer lateral filing cabinet, 28" high X 42" wide X 18" deep with recessed handles, locking device and drawer label holders. Drawers are adaptable to either letter or legal size materials.
F2000 | Basket, Wastepaper, Fire Resistant | 1 | VV | Wastepaper basket, fire resistant, approximately 40 quart capacity. This unit is used to collect and temporarily store small quantities of paper refuse in patient rooms, administrative areas and nursing stations. Size and shape varies depending on the application and manufacturer selected.
F3200 | Clock, Battery, 12" Diameter | 1 | VV | Clock, 12" diameter. Round surface, easy to read numbers with sweep second hand. Wall mounted unit for use when impractical to install a fully synchronized clock system. Battery operated, (batteries not included).
M1801 | Computer, Microprocessing, w/Flat Panel Monitor | 1 | VV | Desk top microprocessing computer. The unit shall consist of a central processing mini tower, flat panel monitor, keyboard, mouse and speakers. The system shall have the following minimum characteristics: a 2.8 GHz Pentium processor; 512 MB memory; 80GB hard drive; 32/48x CD-ROMDVD combo; 1.44MB network interface card; video 32 MB NVIDIA; a 18 inch flat panel monitor. The computer is used throughout the facility to input, manipulate and retrieve information.
2 - SS203 - SCI OP Psychologist Office, Stff Sprt | 2 - SS203 - SCI OP Psychologist Office, Stff Sprt | 2 - SS203 - SCI OP Psychologist Office, Stff Sprt | 2 - SS203 - SCI OP Psychologist Office, Stff Sprt | 2 - SS203 - SCI OP Psychologist Office, Stff Sprt
JSN | NAME | QTY | ACQ/INS | DESCRIPTION
A1010 | Telecommunication Outlet | 2 | VV | Telecommunication outlet location.
A1015 | Telephone, Desk, Multiple Line | 1 | VV | Telephone, desk, multiple line.
A5145 | Hook, Garment, Double, SS, Surface Mounted | 2 | CC | A surface mounted, satin finish stainless steel, double garment hook. Equipped with a concealed mounting bracket that is secured to a concealed wall plate. For general purpose use throughout the facility to hang various items of apparel.
E0078 | Workstation, L-Shaped w/Peninsula, Free Std, 78x72 | 1 | VV | This section will provide a whole work station typical to quickly plan work areas in clinical or administrative spaces. There will be a price decrease if typical work stations are used with vertical hanging strips instead of panels. THIS TYPICAL INCLUDES: 4 standard solid panels; 2 panel connectors, 2-way corner; 1 panel-to-panel connector; 2 finished end hardware; 1 cantilevered work surface; 1 peninsula work surface; 2 lockable flipper units; 2 shelf, storage/display; 2 lights; 1 tack board, 48"W; 1 tool rail, 30"W; 1 paper tray; 1 diagonal tray; 1 adjustable keyboard tray; 1 mobile pedestal, box/file.
F0110 | Bookcase, 3 Shelf | 1 | VV | Freestanding open metal shelf book case, approximately 60" high X 36" wide X 18" deep with three (3) adjustable shelves and four (4) non-marking floor glides.
F0205 | Chair, Side With Arms | 2 | VV | Upholstered side chair, 32" high X 21" wide X 23" deep with arms, padded seats and padded backs. Seat height is a minimum of 17". Available with or without sled base.
F0275 | Chair, Swivel, High Back | 1 | VV | Highback contemporary swivel chair, 41" high X 23" wide X 23" deep with five (5) caster swivel base and arms. Chair may be used at desks or in conference rooms. Back and seat are foam padded and upholstered with either woven textile fabric or vinyl.
F0420 | Cabinet, Filing, Lateral, Half Height | 1 | VV | Half height two (2) or three (3) drawer lateral filing cabinet, 28" high X 42" wide X 18" deep with recessed handles, locking device and drawer label holders. Drawers are adaptable to either letter or legal size materials.
F2000 | Basket, Wastepaper, Fire Resistant | 1 | VV | Wastepaper basket, fire resistant, approximately 40 quart capacity. This unit is used to collect and temporarily store small quantities of paper refuse in patient rooms, administrative areas and nursing stations. Size and shape varies depending on the application and manufacturer selected.
F3200 | Clock, Battery, 12" Diameter | 1 | VV | Clock, 12" diameter. Round surface, easy to read numbers with sweep second hand. Wall mounted unit for use when impractical to install a fully synchronized clock system. Battery operated, (batteries not included).
M1801 | Computer, Microprocessing, w/Flat Panel Monitor | 1 | VV | Desk top microprocessing computer. The unit shall consist of a central processing mini tower, flat panel monitor, keyboard, mouse and speakers. The system shall have the following minimum characteristics: a 2.8 GHz Pentium processor; 512 MB memory; 80GB hard drive; 32/48x CD-ROMDVD combo; 1.44MB network interface card; video 32 MB NVIDIA; a 18 inch flat panel monitor. The computer is used throughout the facility to input, manipulate and retrieve information.
3 - SS203 - SCI OP Social Worker Office, Stff Sprt | 3 - SS203 - SCI OP Social Worker Office, Stff Sprt | 3 - SS203 - SCI OP Social Worker Office, Stff Sprt | 3 - SS203 - SCI OP Social Worker Office, Stff Sprt | 3 - SS203 - SCI OP Social Worker Office, Stff Sprt
JSN | NAME | QTY | ACQ/INS | DESCRIPTION
A1010 | Telecommunication Outlet | 2 | VV | Telecommunication outlet location.
A1015 | Telephone, Desk, Multiple Line | 1 | VV | Telephone, desk, multiple line.
A5145 | Hook, Garment, Double, SS, Surface Mounted | 2 | CC | A surface mounted, satin finish stainless steel, double garment hook. Equipped with a concealed mounting bracket that is secured to a concealed wall plate. For general purpose use throughout the facility to hang various items of apparel.
E0078 | Workstation, L-Shaped w/Peninsula, Free Std, 78x72 | 1 | VV | This section will provide a whole work station typical to quickly plan work areas in clinical or administrative spaces. There will be a price decrease if typical work stations are used with vertical hanging strips instead of panels. THIS TYPICAL INCLUDES: 4 standard solid panels; 2 panel connectors, 2-way corner; 1 panel-to-panel connector; 2 finished end hardware; 1 cantilevered work surface; 1 peninsula work surface; 2 lockable flipper units; 2 shelf, storage/display; 2 lights; 1 tack board, 48"W; 1 tool rail, 30"W; 1 paper tray; 1 diagonal tray; 1 adjustable keyboard tray; 1 mobile pedestal, box/file.
F0110 | Bookcase, 3 Shelf | 1 | VV | Freestanding open metal shelf book case, approximately 60" high X 36" wide X 18" deep with three (3) adjustable shelves and four (4) non-marking floor glides.
F0205 | Chair, Side With Arms | 2 | VV | Upholstered side chair, 32" high X 21" wide X 23" deep with arms, padded seats and padded backs. Seat height is a minimum of 17". Available with or without sled base.
F0275 | Chair, Swivel, High Back | 1 | VV | Highback contemporary swivel chair, 41" high X 23" wide X 23" deep with five (5) caster swivel base and arms. Chair may be used at desks or in conference rooms. Back and seat are foam padded and upholstered with either woven textile fabric or vinyl.
F0420 | Cabinet, Filing, Lateral, Half Height | 1 | VV | Half height two (2) or three (3) drawer lateral filing cabinet, 28" high X 42" wide X 18" deep with recessed handles, locking device and drawer label holders. Drawers are adaptable to either letter or legal size materials.
F2000 | Basket, Wastepaper, Fire Resistant | 1 | VV | Wastepaper basket, fire resistant, approximately 40 quart capacity. This unit is used to collect and temporarily store small quantities of paper refuse in patient rooms, administrative areas and nursing stations. Size and shape varies depending on the application and manufacturer selected.
F3200 | Clock, Battery, 12" Diameter | 1 | VV | Clock, 12" diameter. Round surface, easy to read numbers with sweep second hand. Wall mounted unit for use when impractical to install a fully synchronized clock system. Battery operated, (batteries not included).
M1801 | Computer, Microprocessing, w/Flat Panel Monitor | 1 | VV | Desk top microprocessing computer. The unit shall consist of a central processing mini tower, flat panel monitor, keyboard, mouse and speakers. The system shall have the following minimum characteristics: a 2.8 GHz Pentium processor; 512 MB memory; 80GB hard drive; 32/48x CD-ROMDVD combo; 1.44MB network interface card; video 32 MB NVIDIA; a 18 inch flat panel monitor. The computer is used throughout the facility to input, manipulate and retrieve information.
4 - SS204 - SCI OP Case Manager Office, Stff Sprt | 4 - SS204 - SCI OP Case Manager Office, Stff Sprt | 4 - SS204 - SCI OP Case Manager Office, Stff Sprt | 4 - SS204 - SCI OP Case Manager Office, Stff Sprt | 4 - SS204 - SCI OP Case Manager Office, Stff Sprt
JSN | NAME | QTY | ACQ/INS | DESCRIPTION
A1010 | Telecommunication Outlet | 2 | VV | Telecommunication outlet location.
A1015 | Telephone, Desk, Multiple Line | 1 | VV | Telephone, desk, multiple line.
A5145 | Hook, Garment, Double, SS, Surface Mounted | 1 | CC | A surface mounted, satin finish stainless steel, double garment hook. Equipped with a concealed mounting bracket that is secured to a concealed wall plate. For general purpose use throughout the facility to hang various items of apparel.
E0078 | Workstation, L-Shaped w/Peninsula, Free Std, 78x72 | 1 | VV | This section will provide a whole work station typical to quickly plan work areas in clinical or administrative spaces. There will be a price decrease if typical work stations are used with vertical hanging strips instead of panels. THIS TYPICAL INCLUDES: 4 standard solid panels; 2 panel connectors, 2-way corner; 1 panel-to-panel connector; 2 finished end hardware; 1 cantilevered work surface; 1 peninsula work surface; 2 lockable flipper units; 2 shelf, storage/display; 2 lights; 1 tack board, 48"W; 1 tool rail, 30"W; 1 paper tray; 1 diagonal tray; 1 adjustable keyboard tray; 1 mobile pedestal, box/file.
F0110 | Bookcase, 3 Shelf | 1 | VV | Freestanding open metal shelf book case, approximately 60" high X 36" wide X 18" deep with three (3) adjustable shelves and four (4) non-marking floor glides.
F0205 | Chair, Side With Arms | 2 | VV | Upholstered side chair, 32" high X 21" wide X 23" deep with arms, padded seats and padded backs. Seat height is a minimum of 17". Available with or without sled base.
F0275 | Chair, Swivel, High Back | 1 | VV | Highback contemporary swivel chair, 41" high X 23" wide X 23" deep with five (5) caster swivel base and arms. Chair may be used at desks or in conference rooms. Back and seat are foam padded and upholstered with either woven textile fabric or vinyl.
F0420 | Cabinet, Filing, Lateral, Half Height | 1 | VV | Half height two (2) or three (3) drawer lateral filing cabinet, 28" high X 42" wide X 18" deep with recessed handles, locking device and drawer label holders. Drawers are adaptable to either letter or legal size materials.
F2000 | Basket, Wastepaper, Fire Resistant | 1 | VV | Wastepaper basket, fire resistant, approximately 40 quart capacity. This unit is used to collect and temporarily store small quantities of paper refuse in patient rooms, administrative areas and nursing stations. Size and shape varies depending on the application and manufacturer selected.
F3200 | Clock, Battery, 12" Diameter | 1 | VV | Clock, 12" diameter. Round surface, easy to read numbers with sweep second hand. Wall mounted unit for use when impractical to install a fully synchronized clock system. Battery operated, (batteries not included).
M1801 | Computer, Microprocessing, w/Flat Panel Monitor | 1 | VV | Desk top microprocessing computer. The unit shall consist of a central processing mini tower, flat panel monitor, keyboard, mouse and speakers. The system shall have the following minimum characteristics: a 2.8 GHz Pentium processor; 512 MB memory; 80GB hard drive; 32/48x CD-ROMDVD combo; 1.44MB network interface card; video 32 MB NVIDIA; a 18 inch flat panel monitor. The computer is used throughout the facility to input, manipulate and retrieve information.
5 - SS218 - SCI OP Dietician Workstation, Stff Sprt | 5 - SS218 - SCI OP Dietician Workstation, Stff Sprt | 5 - SS218 - SCI OP Dietician Workstation, Stff Sprt | 5 - SS218 - SCI OP Dietician Workstation, Stff Sprt | 5 - SS218 - SCI OP Dietician Workstation, Stff Sprt
JSN | NAME | QTY | ACQ/INS | DESCRIPTION
A1010 | Telecommunication Outlet | 2 | VV | Telecommunication outlet location.
A1015 | Telephone, Desk, Multiple Line | 1 | VV | Telephone, desk, multiple line.
E0123 | Workstation, Straight, Free Standing, 72" W | 1 | VV | This JSN will provide a whole work station typical to quickly plan work in areas in clinical or administrative spaces. There will be a price decrease if typical work stations are used with vertical hanging strips instead of panels. THIS TYPICAL INCLUDES: 4 Standard Solid Panels 2 Panel Connectors, 2-Way Corner 1 Panel-to-Panel Connector 2 Finished End Hardware 1 Cantilevered, Work Surface 2 Lockable Flipper Units 2 Shelf, Storage/Displays 2 Lights 1 Tack board 1 Tool Rail 1 Paper Tray 1 Diagonal Tray 1 Adjustable Keyboard Tray 1 Mobile Pedestal, Box/File
F0275 | Chair, Swivel, High Back | 1 | VV | Highback contemporary swivel chair, 41" high X 23" wide X 23" deep with five (5) caster swivel base and arms. Chair may be used at desks or in conference rooms. Back and seat are foam padded and upholstered with either woven textile fabric or vinyl.
F0420 | Cabinet, Filing, Lateral, Half Height | 1 | VV | Half height two (2) or three (3) drawer lateral filing cabinet, 28" high X 42" wide X 18" deep with recessed handles, locking device and drawer label holders. Drawers are adaptable to either letter or legal size materials.
F2000 | Basket, Wastepaper, Fire Resistant | 1 | VV | Wastepaper basket, fire resistant, approximately 40 quart capacity. This unit is used to collect and temporarily store small quantities of paper refuse in patient rooms, administrative areas and nursing stations. Size and shape varies depending on the application and manufacturer selected.
M1801 | Computer, Microprocessing, w/Flat Panel Monitor | 1 | VV | Desk top microprocessing computer. The unit shall consist of a central processing mini tower, flat panel monitor, keyboard, mouse and speakers. The system shall have the following minimum characteristics: a 2.8 GHz Pentium processor; 512 MB memory; 80GB hard drive; 32/48x CD-ROMDVD combo; 1.44MB network interface card; video 32 MB NVIDIA; a 18 inch flat panel monitor. The computer is used throughout the facility to input, manipulate and retrieve information.
6 - SS218 - SCI OP Provider Workstation, Stff Sprt | 6 - SS218 - SCI OP Provider Workstation, Stff Sprt | 6 - SS218 - SCI OP Provider Workstation, Stff Sprt | 6 - SS218 - SCI OP Provider Workstation, Stff Sprt | 6 - SS218 - SCI OP Provider Workstation, Stff Sprt
JSN | NAME | QTY | ACQ/INS | DESCRIPTION
A1010 | Telecommunication Outlet | 2 | VV | Telecommunication outlet location.
A1015 | Telephone, Desk, Multiple Line | 1 | VV | Telephone, desk, multiple line.
E0123 | Workstation, Straight, Free Standing, 72" W | 1 | VV | This JSN will provide a whole work station typical to quickly plan work in areas in clinical or administrative spaces. There will be a price decrease if typical work stations are used with vertical hanging strips instead of panels. THIS TYPICAL INCLUDES: 4 Standard Solid Panels 2 Panel Connectors, 2-Way Corner 1 Panel-to-Panel Connector 2 Finished End Hardware 1 Cantilevered, Work Surface 2 Lockable Flipper Units 2 Shelf, Storage/Displays 2 Lights 1 Tack board 1 Tool Rail 1 Paper Tray 1 Diagonal Tray 1 Adjustable Keyboard Tray 1 Mobile Pedestal, Box/File
F0275 | Chair, Swivel, High Back | 1 | VV | Highback contemporary swivel chair, 41" high X 23" wide X 23" deep with five (5) caster swivel base and arms. Chair may be used at desks or in conference rooms. Back and seat are foam padded and upholstered with either woven textile fabric or vinyl.
F0420 | Cabinet, Filing, Lateral, Half Height | 1 | VV | Half height two (2) or three (3) drawer lateral filing cabinet, 28" high X 42" wide X 18" deep with recessed handles, locking device and drawer label holders. Drawers are adaptable to either letter or legal size materials.
F2000 | Basket, Wastepaper, Fire Resistant | 1 | VV | Wastepaper basket, fire resistant, approximately 40 quart capacity. This unit is used to collect and temporarily store small quantities of paper refuse in patient rooms, administrative areas and nursing stations. Size and shape varies depending on the application and manufacturer selected.
M1801 | Computer, Microprocessing, w/Flat Panel Monitor | 1 | VV | Desk top microprocessing computer. The unit shall consist of a central processing mini tower, flat panel monitor, keyboard, mouse and speakers. The system shall have the following minimum characteristics: a 2.8 GHz Pentium processor; 512 MB memory; 80GB hard drive; 32/48x CD-ROMDVD combo; 1.44MB network interface card; video 32 MB NVIDIA; a 18 inch flat panel monitor. The computer is used throughout the facility to input, manipulate and retrieve information.
7 - SS218 - SCI OP Administrative Staff Workstation, Stff Sprt | 7 - SS218 - SCI OP Administrative Staff Workstation, Stff Sprt | 7 - SS218 - SCI OP Administrative Staff Workstation, Stff Sprt | 7 - SS218 - SCI OP Administrative Staff Workstation, Stff Sprt | 7 - SS218 - SCI OP Administrative Staff Workstation, Stff Sprt
JSN | NAME | QTY | ACQ/INS | DESCRIPTION
A1010 | Telecommunication Outlet | 2 | VV | Telecommunication outlet location.
A1015 | Telephone, Desk, Multiple Line | 1 | VV | Telephone, desk, multiple line.
E0123 | Workstation, Straight, Free Standing, 72" W | 1 | VV | This JSN will provide a whole work station typical to quickly plan work in areas in clinical or administrative spaces. There will be a price decrease if typical work stations are used with vertical hanging strips instead of panels. THIS TYPICAL INCLUDES: 4 Standard Solid Panels 2 Panel Connectors, 2-Way Corner 1 Panel-to-Panel Connector 2 Finished End Hardware 1 Cantilevered, Work Surface 2 Lockable Flipper Units 2 Shelf, Storage/Displays 2 Lights 1 Tack board 1 Tool Rail 1 Paper Tray 1 Diagonal Tray 1 Adjustable Keyboard Tray 1 Mobile Pedestal, Box/File
F0275 | Chair, Swivel, High Back | 1 | VV | Highback contemporary swivel chair, 41" high X 23" wide X 23" deep with five (5) caster swivel base and arms. Chair may be used at desks or in conference rooms. Back and seat are foam padded and upholstered with either woven textile fabric or vinyl.
F0420 | Cabinet, Filing, Lateral, Half Height | 1 | VV | Half height two (2) or three (3) drawer lateral filing cabinet, 28" high X 42" wide X 18" deep with recessed handles, locking device and drawer label holders. Drawers are adaptable to either letter or legal size materials.
F2000 | Basket, Wastepaper, Fire Resistant | 1 | VV | Wastepaper basket, fire resistant, approximately 40 quart capacity. This unit is used to collect and temporarily store small quantities of paper refuse in patient rooms, administrative areas and nursing stations. Size and shape varies depending on the application and manufacturer selected.
M1801 | Computer, Microprocessing, w/Flat Panel Monitor | 1 | VV | Desk top microprocessing computer. The unit shall consist of a central processing mini tower, flat panel monitor, keyboard, mouse and speakers. The system shall have the following minimum characteristics: a 2.8 GHz Pentium processor; 512 MB memory; 80GB hard drive; 32/48x CD-ROMDVD combo; 1.44MB network interface card; video 32 MB NVIDIA; a 18 inch flat panel monitor. The computer is used throughout the facility to input, manipulate and retrieve information.
8 - SS101 - SCI OP Staff Conference Room, Educ Svc | 8 - SS101 - SCI OP Staff Conference Room, Educ Svc | 8 - SS101 - SCI OP Staff Conference Room, Educ Svc | 8 - SS101 - SCI OP Staff Conference Room, Educ Svc | 8 - SS101 - SCI OP Staff Conference Room, Educ Svc
JSN | NAME | QTY | ACQ/INS | DESCRIPTION
A1010 | Telecommunication Outlet | 1 | VV | Telecommunication outlet location.
A5212 | Bracket, Television, Wall-Mounted, Tilt/Angle | 1 | VV | A wall mounted, tilt/angled TV bracket for 37" to 80" TVs. Mount will be a universal and VESA compliant unit with a load capacity of up to 130 lbs.
A5220 | Bracket, Television, Wall Backing | 1 | CC | Wall mounted television bracket backing which provides additional support and strength for the installation of the television bracket. Option available for interior or exterior plate and sized for 12” 16” or 24” stud spacing.
A6046 | Artwork, Decorative, With Frame | 1 | VV | This JSN is to be used for determining and defining location of decorative artwork.
F0220 | Chair, Conference | 10 | VV | Conference chair designed to complement the executive furniture package selected. Foam rubber cushioned seats and backs covered with either woven fabric or vinyl. Base with 5 (five) swivel casters.
F0765 | Table, Folding / Nesting | 2 | VV | Folding table intended for a variety of uses. Designed with a flip top that allows tables to store nested to minimize needed storage space. Available in multiple laminate finish colors/patterns, bases, surface shapes (description and pricing based on a rectangle shape) and edge finish, . Available with leveling glides or casters (2 locking, 2 non-locking).
F2000 | Basket, Wastepaper, Fire Resistant | 1 | VV | Wastepaper basket, fire resistant, approximately 40 quart capacity. This unit is used to collect and temporarily store small quantities of paper refuse in patient rooms, administrative areas and nursing stations. Size and shape varies depending on the application and manufacturer selected.
F3200 | Clock, Battery, 12" Diameter | 1 | VV | Clock, 12" diameter. Round surface, easy to read numbers with sweep second hand. Wall mounted unit for use when impractical to install a fully synchronized clock system. Battery operated, (batteries not included).
M0512 | Television, HDTV, Large Screen, 60" | 1 | VV | A high definition (HDTV) multimedia, slim design, 60"W to 65"W color television. The TV will have a 16.9 wide screen aspect ratio with full HD 1080p resolution and HDMI connections. TV may be LED, Plasma or LCD. TV will include a stand.
9 - SS272 - SCI OP Copy / Supply Room, Stff Sprt | 9 - SS272 - SCI OP Copy / Supply Room, Stff Sprt | 9 - SS272 - SCI OP Copy / Supply Room, Stff Sprt | 9 - SS272 - SCI OP Copy / Supply Room, Stff Sprt | 9 - SS272 - SCI OP Copy / Supply Room, Stff Sprt
JSN | NAME | QTY | ACQ/INS | DESCRIPTION
A1010 | Telecommunication Outlet | 2 | VV | Telecommunication outlet location.
A1012 | Telephone, Wall Mounted, 1 Line | 1 | VV | Telephone, wall mounted, 1 line.
F0465 | Cabinet, Storage, 2 Door, 5 Shelf | 1 | VV | Storage cabinet, 78" high X 48" wide X 24" deep with two (2) doors and five (5) adjustable shelves.
F0775 | Table, Work, 2 Drawer | 1 | VV | Work table approximately 32" high X 72" wide X 30" deep with two drawers and a hard wood top.
F2000 | Basket, Wastepaper, Fire Resistant | 1 | VV | Wastepaper basket, fire resistant, approximately 40 quart capacity. This unit is used to collect and temporarily store small quantities of paper refuse in patient rooms, administrative areas and nursing stations. Size and shape varies depending on the application and manufacturer selected.
F2550 | Shredder, Paper Heavy Duty | 1 | VV | Shredder shall be able to process a minimum of 25 sheets of paper per pass at a minimum rate of 20 feet per minute. The unit shall have a 16 inch throat to accept paper. Paper shall be shredded into 1/4 inch strips.
M1810 | Copier, Floor Standing, Digital | 1 | VV | Floor standing copier. Unit features automatic paper size selection, automatic document feeder and sorter. The system also has zoom capabilities and automatic two-sided copying. For use where medium volume reproduction is required in the range of 30 to 40 copies per minute.
M1835 | Printer, Color Laser, Large | 1 | VV | Color laser printer designed for high volume use and network capable. The printer shall be capable of printing a minimum of 25 pages per minute (ppm) of black print and 20 ppm color print. Resolution shall be no less than 600 X 600 dpi. It shall be capable of printing on multiple media types (plain, inkjet, photo paper and transparencies) and be capable of accepting media sizes of 3 X 5 to 8.5 X 14 inches. The printer is used in multi-user network offices.
10 - SS262 - SCI OP Staff Breakroom, Stff Sprt | 10 - SS262 - SCI OP Staff Breakroom, Stff Sprt | 10 - SS262 - SCI OP Staff Breakroom, Stff Sprt | 10 - SS262 - SCI OP Staff Breakroom, Stff Sprt | 10 - SS262 - SCI OP Staff Breakroom, Stff Sprt
JSN | NAME | QTY | ACQ/INS | DESCRIPTION
A1010 | Telecommunication Outlet | 1 | VV | Telecommunication outlet location.
A1012 | Telephone, Wall Mounted, 1 Line | 1 | VV | Telephone, wall mounted, 1 line.
A1080 | Mirror, Posture, Wall Mounted | 1 | CC | Wall mounted posture mirror. Consists of a 1/4" plate glass in a sturdy corrosion resistant frame with water proof back. For educational and therapy programs.
A5075 | Dispenser, Soap, Disposable | 1 | VV | Disposable soap dispenser. One-handed dispensing operation. Designed to accommodate disposable soap cartridge and valve.
A5080 | Dispenser, Paper Towel, SS, Surface Mounted | 1 | CC | A surface mounted, satin finish stainless steel, single-fold, paper towel dispenser. Dispenser features: tumbler lock; front hinged at bottom; and refill indicator slot. Minimum capacity 400 single-fold paper towels. For general purpose use throughout the facility.
A5145 | Hook, Garment, Double, SS, Surface Mounted | 1 | CC | A surface mounted, satin finish stainless steel, double garment hook. Equipped with a concealed mounting bracket that is secured to a concealed wall plate. For general purpose use throughout the facility to hang various items of apparel.
A5210 | Bracket, Television, Wall Mounted, w/Adjust Arm | 1 | VV | Wall mounted television bracket with adjustable arm. Consists of movable arm with minimum 120 degree swivel. Designed for holding wall mounted, flat panel television units in patient rooms.
A5220 | Bracket, Television, Wall Backing | 1 | CC | Wall mounted television bracket backing which provides additional support and strength for the installation of the television bracket. Option available for interior or exterior plate and sized for 12” 16” or 24” stud spacing.
C02C0 | Cabinet, U/C/B, 1 Shelf, 1 Drawer, 1 DO, 36x24x22 | 1 | CC | Standing height under counter base cabinet with an adjustable shelf and a full width drawer above a solid right or left-hinged door (appropriate door hinge configuration to be indicated on equipment elevation drawings). Also referred to as a combination cabinet or a drawer and cupboard cabinet. For general purpose use throughout the facility.
C02D0 | Cabinet, U/C/B, 4 Drawer, 36x24x22 | 1 | CC | Standing height under counter base cabinet with four full width drawers of equal height. Also referred to as a drawer cabinet. For general purpose use throughout the facility.
C04P0 | Cabinet, Sink, U/C/B, 2 Door, 36x36x22 | 1 | CC | Standing height under counter base sink cabinet with solid hinged doors. Also referred to as a double-door sink cabinet. For general purpose use throughout the facility where a sink is to be used. Coordinate actual clear cabinet dimension with the actual outside dimension of sink that is specified to ensure that they are compatible.
CB020 | Cabinet, W/H, 2 Shelf, 1 DO, Sloping Top, 38x24x13 | 2 | CC | Wall hung cabinet with two adjustable shelves, solid right or left-hinged door (appropriate door hinge configuration to be indicated on equipment elevation drawings), and sloping top. Also referred to as a solid hinged single door case. For general purpose use throughout the facility.
CS010 | Sink, SS, Single Compartment, 7.5x12x12 ID | 1 | CC | Single compartment stainless steel sink, drop-in, self-rimming, ledge-type, connected with a drain and provided with a mixing faucet. It shall also be provided with pre-punched fixture holes on 4" center, integral back ledge to accommodate deck-mounted fixtures, brushed/polished interior and top surfaces, and sound deadened. Recommended for use in suspended or U/C/B sink cabinets having a high plastic laminate or Chemsurf laminate countertop/work surface. For general purpose use throughout the facility.
CT020 | Countertop, Solid Surface | 7 | CC | A solid, nonporous countertop with a smooth seamless appearance. Easy to clean and maintain and with proper cleaning does not support the growth of mold. An acrylic-based solid surface product. Standard thickness of 1", and a 4" butt backsplash/curb. Also referred to as a work surface or work top. Available in a choice of colors and depths. Used in lab and other hospital areas requiring optimum physical and chemical resisting properties.
F0225 | Chair, Dining Room | 4 | VV | Dining room chair with glides. Chair has straight legs with cushioned cloth or vinyl seat.
F0795 | Table, Dining | 1 | VV | Dining table. Round 42" diameter or square 42" X 42". Used in dining facilities and can comfortably seat up to four (4) persons.
F2015 | Basket, Wastepaper, Metal/Plastic,2 Swinging Doors | 1 | VV | Metal receptacle for soiled / used towels or waste. Equipped with a removable tapered top with two independently operating self-closing, spring hinged doors. Used in public facilities for the collection and temporary storage of refuse.
F3065 | Whiteboard/Bulletin Board, Combination | 1 | VV | A combination whiteboard and bulletin board, half LCS and half cork. Available with either aluminum or wood frame. It can be used in patient rooms or in any appropriate space in the facility.
F3200 | Clock, Battery, 12" Diameter | 1 | VV | Clock, 12" diameter. Round surface, easy to read numbers with sweep second hand. Wall mounted unit for use when impractical to install a fully synchronized clock system. Battery operated, (batteries not included).
K1552 | Brewer, Coffee, Auto, Elect, 3 Burner, Front/Back | 1 | VV | Space saving front to back automatic coffee maker. This unit includes a heating tank, connection for a cold water supply, decanter service with three burners, funnel and a water flow controller. The unit is used for semi-automatic coffee brewing in cafeterias and commercial institutions. The unit automatically shuts off the water flow when enough has passed through to fill the pot. The unit is normally provided plumbed with a hot water faucet to the side for making other hot drinks (tea, cider, cocoa, etc.). The database height dimension does not include the clearance for coffee decanters warming on the upper burners.
K4665 | Oven, Microwave, Consumer | 1 | VV | Counter mounted microwave oven for average duty use. The exterior cabinet can be metal or heavy duty impact resistant plastic. The oven delivers instant energy for rapid heating, defrosting or prime cooking. The oven has touch pad controls, digital timer, power level selector and preprogrammed selectors for commonly cooked items. This oven is commonly found in staff lounges.
M0515 | Television, HD, 40" Class | 1 | VV | High definition (HDTV) multimedia flat panel LED 40" class display television. The TV will have a 16:9 wide screen aspect ratio, minimum of 1920 x 1080 display resolution, digital tuner, minimum refresh rate of 60Hz, minimum of two HDMI ports and 1 USB port ENERGY STAR certified.
R7250 | Refrigerator/Freezer, 20 Cubic Feet | 1 | VV | Refrigerator/freezer unit. This type unit includes a food saver system that helps keep food fresher. It also includes roll out wheels and is equipped for an optional automatic icemaker. This unit is of commercial or residential design and use.
11 - SB185 - SCI OP Male Staff Toilet / Shower, Bldg Sprt | 11 - SB185 - SCI OP Male Staff Toilet / Shower, Bldg Sprt | 11 - SB185 - SCI OP Male Staff Toilet / Shower, Bldg Sprt | 11 - SB185 - SCI OP Male Staff Toilet / Shower, Bldg Sprt | 11 - SB185 - SCI OP Male Staff Toilet / Shower, Bldg Sprt
JSN | NAME | QTY | ACQ/INS | DESCRIPTION
A1067 | Mirror, Float Glass, ADA Accessible | 1 | CC | A high quality 1/4" polished float glass mirror with a stainless steel frame. Frame holds mirror in a tilted position for accessibility and compliance with ADA requirements. Mirror has a galvanized steel back secured to frame with concealed screws with integral horizontal hanging brackets. Mirror shall be approximately 18" wide and 36" high. Other sizes are available.
A5030 | Bench, Stall, Shower, Built In | 1 | CC | Shower bench; built-in. Eighteen (18) gauge stainless steel frame with anchors built-in into the wall. Size and shape as required.
A5075 | Dispenser, Soap, Disposable | 1 | VV | Disposable soap dispenser. One-handed dispensing operation. Designed to accommodate disposable soap cartridge and valve.
A5082 | Dispenser, Paper Towel, Sensor, Hands Free | 1 | CC | A surface mounted, sensor activated, automatic, roll paper towel dispenser. The unit dispenses a paper towel automatically only when hands are place in position below the dispenser for maximum sanitation and hygiene. May include adjustable settings for sheet length, time delay, and sensor range. Unit is battery operated or with optional AC power adapter.
A5109 | Grab Bar, 1-1/4" Dia., SS, 2 Wall, W/C Accessible | 1 | CC | A 1-1/4" diameter, satin finish stainless steel, peened gripping surface, 2 wall toilet stall/ room, grab bar with concealed mounting flanges. Snap over flanges are provided to conceal mounting screws. A selection of mounting kits and concealed anchor devices are available from the manufacturers for different types of installations. Grab bar shall comply with barrier-free accessibility guidelines for structural strength. For typical water closet applications in toilet stalls and rooms where ADA (American's With Disabilities Act) requirements must be met.
A5110 | Grab Bar, 1-1/4" Dia., SS, 2 Wall, Shower Use | 1 | CC | A 1-1/4" diameter, satin finish stainless steel, peened gripping surface, 2 wall shower, grab bar with concealed mounting flanges. Snap over flanges are provided to conceal mounting screws. A selection of mounting kits and concealed anchor devices are available from the manufacturers for different types of installations. Grab bar shall comply with barrier-free accessibility guidelines for structural strength. For typical applications in shower stalls where ADA (American's With Disabilities Act) requirements must be met.
A5145 | Hook, Garment, Double, SS, Surface Mounted | 1 | CC | A surface mounted, satin finish stainless steel, double garment hook. Equipped with a concealed mounting bracket that is secured to a concealed wall plate. For general purpose use throughout the facility to hang various items of apparel.
A5170 | Rod, Shower Curtain, 1"Diameter, W/Curtain & Hooks | 1 | CC | A concealed mounted, 1" outside diameter, satin finish stainless steel, shower curtain rod with white vinyl shower curtain (72" H) and SS shower curtain hooks. Rod and curtain available in various widths. For general purpose use at shower stall or bathtub locations. Pricing based upon standard shower stall dimensions of 36" x 36" and a standard curtain height of 72".
A5175 | Soap Dish, With Bar, SS, Recessed | 1 | CC | A recessed mounted, satin finish stainless steel, soap dish with bar. Soap dish furnished with retaining lip and mounting clamp for installation in stud walls or countertop aprons. For general purpose use in shower stalls or at bathtub locations.
A5200 | Dispenser, Toilet Tissue, SS, 2-Roll, Surface Mntd | 1 | CC | A concealed surface mounted, double roll, satin finish stainless steel, toilet tissue dispenser. Unit accommodates two standard-core toilet tissue rolls through 5" in diameter. Spindles are chrome plated plastic with a heavy-duty internal spring and turn freely for non-controlled delivery. For general purpose use in restrooms.
A5205 | Bar, Towel, 1" Diameter, SS, Surface Mounted | 1 | CC | A surface mounted, satin finish stainless steel, 1" diameter, towel bar. Support posts and flanges are one piece, chrome-plated, cast heavy brass with satin finish. Towel bar shall not rotate within support posts. Available in 18", 24" and 30" widths. For general purpose use in shower or bathtub rooms. Pricing based upon a suggested standard width of 18".
CT020 | Countertop, Solid Surface | 1 | CC | A solid, nonporous countertop with a smooth seamless appearance. Easy to clean and maintain and with proper cleaning does not support the growth of mold. An acrylic-based solid surface product. Standard thickness of 1", and a 4" butt backsplash/curb. Also referred to as a work surface or work top. Available in a choice of colors and depths. Used in lab and other hospital areas requiring optimum physical and chemical resisting properties.
F2015 | Basket, Wastepaper, Metal/Plastic,2 Swinging Doors | 1 | VV | Metal receptacle for soiled / used towels or waste. Equipped with a removable tapered top with two independently operating self-closing, spring hinged doors. Used in public facilities for the collection and temporary storage of refuse.
P3070 | Lavatory, Vitreous China, Under or Counter Top Mtd | 1 | CC | An undercounter or countertop mounted vitreous china lavatory (approximate bowl size 6"x17"x14") with gooseneck spout, wrist blade handles, and grid drain. Counter top mounted lavatory to be self rimming with mounting kit provided. Undercounter lavatory to have unglazed rim with a mounting kit also provided. For general purpose use in vanity tops in public, patient and staff toilet rooms.
P5040 | Shower, Single, Hand-Held | 1 | CC | A complete, barrier-free, single hand-held, personal shower system. The shower system includes: pressure balanced mixing valve with high temperature limit stop; personal hand shower; shower hose; wall supply; and slide bar. For general purpose use throughout the facility in shower stalls.
P9050 | Toilet, Wall Hung, Siphon Jet | 1 | CC | Siphon jet water closet/ toilet. This unit is wall hung with an elongated bowl, top spud flushometer, seat with open front and check hinge, and carrier. Used in restrooms throughout the health care facility.
12 - SB174 - SCI OP Female Staff Toilet / Shower, Bldg Sprt | 12 - SB174 - SCI OP Female Staff Toilet / Shower, Bldg Sprt | 12 - SB174 - SCI OP Female Staff Toilet / Shower, Bldg Sprt | 12 - SB174 - SCI OP Female Staff Toilet / Shower, Bldg Sprt | 12 - SB174 - SCI OP Female Staff Toilet / Shower, Bldg Sprt
JSN | NAME | QTY | ACQ/INS | DESCRIPTION
A1067 | Mirror, Float Glass, ADA Accessible | 1 | CC | A high quality 1/4" polished float glass mirror with a stainless steel frame. Frame holds mirror in a tilted position for accessibility and compliance with ADA requirements. Mirror has a galvanized steel back secured to frame with concealed screws with integral horizontal hanging brackets. Mirror shall be approximately 18" wide and 36" high. Other sizes are available.
A5030 | Bench, Stall, Shower, Built In | 1 | CC | Shower bench; built-in. Eighteen (18) gauge stainless steel frame with anchors built-in into the wall. Size and shape as required.
A5075 | Dispenser, Soap, Disposable | 1 | VV | Disposable soap dispenser. One-handed dispensing operation. Designed to accommodate disposable soap cartridge and valve.
A5082 | Dispenser, Paper Towel, Sensor, Hands Free | 1 | CC | A surface mounted, sensor activated, automatic, roll paper towel dispenser. The unit dispenses a paper towel automatically only when hands are place in position below the dispenser for maximum sanitation and hygiene. May include adjustable settings for sheet length, time delay, and sensor range. Unit is battery operated or with optional AC power adapter.
A5090 | Disposal, Sanitary Napkin, SS, Surface Mounted | 1 | CC | A surface mounted, satin finish stainless steel, sanitary napkin disposal. Disposal features a flip-up cover, secured to the container by a heavy duty stainless steel piano-hinge. Disposal may be secured to wall or toilet partition. For general purpose use in female toilet stalls or rooms and uni-sex toilet rooms.
A5109 | Grab Bar, 1-1/4" Dia., SS, 2 Wall, W/C Accessible | 1 | CC | A 1-1/4" diameter, satin finish stainless steel, peened gripping surface, 2 wall toilet stall/ room, grab bar with concealed mounting flanges. Snap over flanges are provided to conceal mounting screws. A selection of mounting kits and concealed anchor devices are available from the manufacturers for different types of installations. Grab bar shall comply with barrier-free accessibility guidelines for structural strength. For typical water closet applications in toilet stalls and rooms where ADA (American's With Disabilities Act) requirements must be met.
A5110 | Grab Bar, 1-1/4" Dia., SS, 2 Wall, Shower Use | 1 | CC | A 1-1/4" diameter, satin finish stainless steel, peened gripping surface, 2 wall shower, grab bar with concealed mounting flanges. Snap over flanges are provided to conceal mounting screws. A selection of mounting kits and concealed anchor devices are available from the manufacturers for different types of installations. Grab bar shall comply with barrier-free accessibility guidelines for structural strength. For typical applications in shower stalls where ADA (American's With Disabilities Act) requirements must be met.
A5145 | Hook, Garment, Double, SS, Surface Mounted | 1 | CC | A surface mounted, satin finish stainless steel, double garment hook. Equipped with a concealed mounting bracket that is secured to a concealed wall plate. For general purpose use throughout the facility to hang various items of apparel.
A5170 | Rod, Shower Curtain, 1"Diameter, W/Curtain & Hooks | 1 | CC | A concealed mounted, 1" outside diameter, satin finish stainless steel, shower curtain rod with white vinyl shower curtain (72" H) and SS shower curtain hooks. Rod and curtain available in various widths. For general purpose use at shower stall or bathtub locations. Pricing based upon standard shower stall dimensions of 36" x 36" and a standard curtain height of 72".
A5175 | Soap Dish, With Bar, SS, Recessed | 1 | CC | A recessed mounted, satin finish stainless steel, soap dish with bar. Soap dish furnished with retaining lip and mounting clamp for installation in stud walls or countertop aprons. For general purpose use in shower stalls or at bathtub locations.
A5200 | Dispenser, Toilet Tissue, SS, 2-Roll, Surface Mntd | 1 | CC | A concealed surface mounted, double roll, satin finish stainless steel, toilet tissue dispenser. Unit accommodates two standard-core toilet tissue rolls through 5" in diameter. Spindles are chrome plated plastic with a heavy-duty internal spring and turn freely for non-controlled delivery. For general purpose use in restrooms.
A5205 | Bar, Towel, 1" Diameter, SS, Surface Mounted | 1 | CC | A surface mounted, satin finish stainless steel, 1" diameter, towel bar. Support posts and flanges are one piece, chrome-plated, cast heavy brass with satin finish. Towel bar shall not rotate within support posts. Available in 18", 24" and 30" widths. For general purpose use in shower or bathtub rooms. Pricing based upon a suggested standard width of 18".
CT020 | Countertop, Solid Surface | 1 | CC | A solid, nonporous countertop with a smooth seamless appearance. Easy to clean and maintain and with proper cleaning does not support the growth of mold. An acrylic-based solid surface product. Standard thickness of 1", and a 4" butt backsplash/curb. Also referred to as a work surface or work top. Available in a choice of colors and depths. Used in lab and other hospital areas requiring optimum physical and chemical resisting properties.
F2015 | Basket, Wastepaper, Metal/Plastic,2 Swinging Doors | 1 | VV | Metal receptacle for soiled / used towels or waste. Equipped with a removable tapered top with two independently operating self-closing, spring hinged doors. Used in public facilities for the collection and temporary storage of refuse.
P3070 | Lavatory, Vitreous China, Under or Counter Top Mtd | 1 | CC | An undercounter or countertop mounted vitreous china lavatory (approximate bowl size 6"x17"x14") with gooseneck spout, wrist blade handles, and grid drain. Counter top mounted lavatory to be self rimming with mounting kit provided. Undercounter lavatory to have unglazed rim with a mounting kit also provided. For general purpose use in vanity tops in public, patient and staff toilet rooms.
P5040 | Shower, Single, Hand-Held | 1 | CC | A complete, barrier-free, single hand-held, personal shower system. The shower system includes: pressure balanced mixing valve with high temperature limit stop; personal hand shower; shower hose; wall supply; and slide bar. For general purpose use throughout the facility in shower stalls.
P9050 | Toilet, Wall Hung, Siphon Jet | 1 | CC | Siphon jet water closet/ toilet. This unit is wall hung with an elongated bowl, top spud flushometer, seat with open front and check hinge, and carrier. Used in restrooms throughout the health care facility.
13 - SS241 - SCI OP Male Staff Locker Room, Stff Sprt | 13 - SS241 - SCI OP Male Staff Locker Room, Stff Sprt | 13 - SS241 - SCI OP Male Staff Locker Room, Stff Sprt | 13 - SS241 - SCI OP Male Staff Locker Room, Stff Sprt | 13 - SS241 - SCI OP Male Staff Locker Room, Stff Sprt
JSN | NAME | QTY | ACQ/INS | DESCRIPTION
A1010 | Telecommunication Outlet | 1 | VV | Telecommunication outlet location.
A1012 | Telephone, Wall Mounted, 1 Line | 1 | VV | Telephone, wall mounted, 1 line.
A1030 | Locker, 2 Person, Over/Under | 8 | VV | Two person locker, double tier, 72Hx12Wx18D. This unit includes hooks for coats and hats. Door equipped with safety guard handles. Designed for storage of coats, hats, and other personal belongings. Other width and depths are available.
A1080 | Mirror, Posture, Wall Mounted | 1 | CC | Wall mounted posture mirror. Consists of a 1/4" plate glass in a sturdy corrosion resistant frame with water proof back. For educational and therapy programs.
A5020 | Bench, Locker Room, Floor Mounted | 1 | CC | Locker room bench. Floor mounting -1-1/4" thick. Benches are sanded smooth with two coats of moisture-resistant sealer to ensure a protective, satin gloss surface, and mounted on strong steel pedestal anchored to the floor. Over all height of 18" includes pedestal. Size as required.
F2000 | Basket, Wastepaper, Fire Resistant | 1 | VV | Wastepaper basket, fire resistant, approximately 40 quart capacity. This unit is used to collect and temporarily store small quantities of paper refuse in patient rooms, administrative areas and nursing stations. Size and shape varies depending on the application and manufacturer selected.
F3200 | Clock, Battery, 12" Diameter | 1 | VV | Clock, 12" diameter. Round surface, easy to read numbers with sweep second hand. Wall mounted unit for use when impractical to install a fully synchronized clock system. Battery operated, (batteries not included).
14 - SS232 - SCI OP Female Staff Locker Room, Stff Sprt | 14 - SS232 - SCI OP Female Staff Locker Room, Stff Sprt | 14 - SS232 - SCI OP Female Staff Locker Room, Stff Sprt | 14 - SS232 - SCI OP Female Staff Locker Room, Stff Sprt | 14 - SS232 - SCI OP Female Staff Locker Room, Stff Sprt
JSN | NAME | QTY | ACQ/INS | DESCRIPTION
A1010 | Telecommunication Outlet | 1 | VV | Telecommunication outlet location.
A1012 | Telephone, Wall Mounted, 1 Line | 1 | VV | Telephone, wall mounted, 1 line.
A1040 | Locker, 2 Person, Side by Side, 72x15x18 | 8 | VV | Two person side by side locker. Steel unit. It consists of side by side compartments for hanging clothes and over/under compartments for hats, etc. Used for personal belongings storage.
A1080 | Mirror, Posture, Wall Mounted | 1 | CC | Wall mounted posture mirror. Consists of a 1/4" plate glass in a sturdy corrosion resistant frame with water proof back. For educational and therapy programs.
A5020 | Bench, Locker Room, Floor Mounted | 1 | CC | Locker room bench. Floor mounting -1-1/4" thick. Benches are sanded smooth with two coats of moisture-resistant sealer to ensure a protective, satin gloss surface, and mounted on strong steel pedestal anchored to the floor. Over all height of 18" includes pedestal. Size as required.
F2000 | Basket, Wastepaper, Fire Resistant | 1 | VV | Wastepaper basket, fire resistant, approximately 40 quart capacity. This unit is used to collect and temporarily store small quantities of paper refuse in patient rooms, administrative areas and nursing stations. Size and shape varies depending on the application and manufacturer selected.
F3200 | Clock, Battery, 12" Diameter | 1 | VV | Clock, 12" diameter. Round surface, easy to read numbers with sweep second hand. Wall mounted unit for use when impractical to install a fully synchronized clock system. Battery operated, (batteries not included).
30 - SCI/D CENTER OUTPATIENT HOME CARE (OP-HC) AREA | 30 - SCI/D CENTER OUTPATIENT HOME CARE (OP-HC) AREA | 30 - SCI/D CENTER OUTPATIENT HOME CARE (OP-HC) AREA | 30 - SCI/D CENTER OUTPATIENT HOME CARE (OP-HC) AREA | 30 - SCI/D CENTER OUTPATIENT HOME CARE (OP-HC) AREA
1 - SS204 - SCI OP HC Coordinator Office, Stff Sprt | 1 - SS204 - SCI OP HC Coordinator Office, Stff Sprt | 1 - SS204 - SCI OP HC Coordinator Office, Stff Sprt | 1 - SS204 - SCI OP HC Coordinator Office, Stff Sprt | 1 - SS204 - SCI OP HC Coordinator Office, Stff Sprt
JSN | NAME | QTY | ACQ/INS | DESCRIPTION
A1010 | Telecommunication Outlet | 2 | VV | Telecommunication outlet location.
A1015 | Telephone, Desk, Multiple Line | 1 | VV | Telephone, desk, multiple line.
A5145 | Hook, Garment, Double, SS, Surface Mounted | 1 | CC | A surface mounted, satin finish stainless steel, double garment hook. Equipped with a concealed mounting bracket that is secured to a concealed wall plate. For general purpose use throughout the facility to hang various items of apparel.
E0078 | Workstation, L-Shaped w/Peninsula, Free Std, 78x72 | 1 | VV | This section will provide a whole work station typical to quickly plan work areas in clinical or administrative spaces. There will be a price decrease if typical work stations are used with vertical hanging strips instead of panels. THIS TYPICAL INCLUDES: 4 standard solid panels; 2 panel connectors, 2-way corner; 1 panel-to-panel connector; 2 finished end hardware; 1 cantilevered work surface; 1 peninsula work surface; 2 lockable flipper units; 2 shelf, storage/display; 2 lights; 1 tack board, 48"W; 1 tool rail, 30"W; 1 paper tray; 1 diagonal tray; 1 adjustable keyboard tray; 1 mobile pedestal, box/file.
F0110 | Bookcase, 3 Shelf | 1 | VV | Freestanding open metal shelf book case, approximately 60" high X 36" wide X 18" deep with three (3) adjustable shelves and four (4) non-marking floor glides.
F0205 | Chair, Side With Arms | 2 | VV | Upholstered side chair, 32" high X 21" wide X 23" deep with arms, padded seats and padded backs. Seat height is a minimum of 17". Available with or without sled base.
F0275 | Chair, Swivel, High Back | 1 | VV | Highback contemporary swivel chair, 41" high X 23" wide X 23" deep with five (5) caster swivel base and arms. Chair may be used at desks or in conference rooms. Back and seat are foam padded and upholstered with either woven textile fabric or vinyl.
F0420 | Cabinet, Filing, Lateral, Half Height | 1 | VV | Half height two (2) or three (3) drawer lateral filing cabinet, 28" high X 42" wide X 18" deep with recessed handles, locking device and drawer label holders. Drawers are adaptable to either letter or legal size materials.
F2000 | Basket, Wastepaper, Fire Resistant | 1 | VV | Wastepaper basket, fire resistant, approximately 40 quart capacity. This unit is used to collect and temporarily store small quantities of paper refuse in patient rooms, administrative areas and nursing stations. Size and shape varies depending on the application and manufacturer selected.
F3200 | Clock, Battery, 12" Diameter | 1 | VV | Clock, 12" diameter. Round surface, easy to read numbers with sweep second hand. Wall mounted unit for use when impractical to install a fully synchronized clock system. Battery operated, (batteries not included).
M1801 | Computer, Microprocessing, w/Flat Panel Monitor | 1 | VV | Desk top microprocessing computer. The unit shall consist of a central processing mini tower, flat panel monitor, keyboard, mouse and speakers. The system shall have the following minimum characteristics: a 2.8 GHz Pentium processor; 512 MB memory; 80GB hard drive; 32/48x CD-ROMDVD combo; 1.44MB network interface card; video 32 MB NVIDIA; a 18 inch flat panel monitor. The computer is used throughout the facility to input, manipulate and retrieve information.
2 - SC243 - SCI OP HC Team Room, Clncl Sprt | 2 - SC243 - SCI OP HC Team Room, Clncl Sprt | 2 - SC243 - SCI OP HC Team Room, Clncl Sprt | 2 - SC243 - SCI OP HC Team Room, Clncl Sprt | 2 - SC243 - SCI OP HC Team Room, Clncl Sprt
JSN | NAME | QTY | ACQ/INS | DESCRIPTION
A1010 | Telecommunication Outlet | 3 | VV | Telecommunication outlet location.
A1012 | Telephone, Wall Mounted, 1 Line | 1 | VV | Telephone, wall mounted, 1 line.
A5077 | Dispenser, Hand Sanitizer, Hands-Free | 1 | VV | A touch free wall-mounted hand sanitizer dispenser. For use throughout a healthcare facility. Unit does not include the sanitizing liquid. Units are battery operated.
A5145 | Hook, Garment, Double, SS, Surface Mounted | 1 | CC | A surface mounted, satin finish stainless steel, double garment hook. Equipped with a concealed mounting bracket that is secured to a concealed wall plate. For general purpose use throughout the facility to hang various items of apparel.
F0115 | Bookcase, Open, 5 Shelf | 1 | VV | Freestanding open shelf bookcase, approximately 82" high X 37" wide X 18" deep with 5 (five) adjustable shelves. Unit can be separate or part of a system with available add-on shelving.
F0220 | Chair, Conference | 4 | VV | Conference chair designed to complement the executive furniture package selected. Foam rubber cushioned seats and backs covered with either woven fabric or vinyl. Base with 5 (five) swivel casters.
F0405 | Cabinet, Filing, Full Height, 4-5 Drawer | 1 | VV | Four (4) or five (5) drawer letter size, vertical filing cabinet, 53" high X 15" wide X 29" deep with locking device. Each drawer has label holder, handle and roller cradle.
F0750 | Table, Office, (size as required) | 4 | VV | Office table, sized as required. May be used as either a four (4) to six (6) person conference table or as an extra work surface area.
F2000 | Basket, Wastepaper, Fire Resistant | 1 | VV | Wastepaper basket, fire resistant, approximately 40 quart capacity. This unit is used to collect and temporarily store small quantities of paper refuse in patient rooms, administrative areas and nursing stations. Size and shape varies depending on the application and manufacturer selected.
F3055 | Whiteboard, With Sliding Panels. | 1 | VV | Standard installations consist of sliding panels and a fixed back panel with the choice of chalkboard, markerboard, bulletin board, or a combination of these choices.
F3200 | Clock, Battery, 12" Diameter | 1 | VV | Clock, 12" diameter. Round surface, easy to read numbers with sweep second hand. Wall mounted unit for use when impractical to install a fully synchronized clock system. Battery operated, (batteries not included).
3 - OSC27 - OP HC Storage Room, SCI | 3 - OSC27 - OP HC Storage Room, SCI | 3 - OSC27 - OP HC Storage Room, SCI | 3 - OSC27 - OP HC Storage Room, SCI | 3 - OSC27 - OP HC Storage Room, SCI
JSN | NAME | QTY | ACQ/INS | DESCRIPTION
M2055 | Shelving, Storage, Wire, CRS, w/Adjustable Shelves | 2 | VV | Stationary, wire, shelving unit. Unit has fully adjustable shelves constructed of stainless steel. For use in general purpose storage areas. Shelving is provided in various sizes and configurations. Price provided is for a unit approximately 74"H x 18"D x 48"W with four shelves.
31 - SCI/D CENTER OUTPATIENT PHYSICAL THERAPY (OP-PT) AREA | 31 - SCI/D CENTER OUTPATIENT PHYSICAL THERAPY (OP-PT) AREA | 31 - SCI/D CENTER OUTPATIENT PHYSICAL THERAPY (OP-PT) AREA | 31 - SCI/D CENTER OUTPATIENT PHYSICAL THERAPY (OP-PT) AREA | 31 - SCI/D CENTER OUTPATIENT PHYSICAL THERAPY (OP-PT) AREA
1 - OSC31 - OP Physical Therapy (PT) Room, SCI | 1 - OSC31 - OP Physical Therapy (PT) Room, SCI | 1 - OSC31 - OP Physical Therapy (PT) Room, SCI | 1 - OSC31 - OP Physical Therapy (PT) Room, SCI | 1 - OSC31 - OP Physical Therapy (PT) Room, SCI
JSN | NAME | QTY | ACQ/INS | DESCRIPTION
A1014 | Telephone, Wall Mounted, 1 Line, With Speaker | 1 | VV | Telephone, wall mounted, 1 line, with speaker.
A1080 | Mirror, Posture, Wall Mounted | 1 | CC | Wall mounted posture mirror. Consists of a 1/4" plate glass in a sturdy corrosion resistant frame with water proof back. For educational and therapy programs.
A1082 | Mirror, Posture, Mobile | 1 | VV | Mobile single panel full-body mirror constructed of high quality, distortion-free glass with ANSI safety backing. Framed in finished oak laminate frame and base, mounted on two inch diameter swiveling casters.
A1200 | Lift System, Overhead, Patient Room | 1 | VC | An overhead rail system specifically designed for patient lifting and movement for a single bed patient room. The system will consist of recessed or ceiling mounted primary and secondary rails, lift motor with rolling carriage, patient harness or seat, and a hand controller or control box with charger. System will facilitate lifting and movement of patient to and from bed to gurney, chair or other requirement. Minimum lift capability is 550 pounds. Custom design of track layout by manufacturer is essential to meet individual facility requirements.
A5075 | Dispenser, Soap, Disposable | 1 | VV | Disposable soap dispenser. One-handed dispensing operation. Designed to accommodate disposable soap cartridge and valve.
A5077 | Dispenser, Hand Sanitizer, Hands-Free | 1 | VV | A touch free wall-mounted hand sanitizer dispenser. For use throughout a healthcare facility. Unit does not include the sanitizing liquid. Units are battery operated.
A5082 | Dispenser, Paper Towel, Sensor, Hands Free | 1 | CC | A surface mounted, sensor activated, automatic, roll paper towel dispenser. The unit dispenses a paper towel automatically only when hands are place in position below the dispenser for maximum sanitation and hygiene. May include adjustable settings for sheet length, time delay, and sensor range. Unit is battery operated or with optional AC power adapter.
A5107 | Dispenser, Glove, Surgical/Examination, Wall Mntd | 1 | VV | Examination three (Small Medium, Large) glove dispenser box for wall mounting. Fabricated of either cold rolled steel with a white baked enamel finish, plastic or acrylic. Hardware not included, Option 3 powder coated steel.
A5180 | Track, Cubicle, Surface Mounted, With Curtain | 1 | VV | Surface mounted cubicle track, with curtain. Track constructed of thick extruded aluminum. Equipped with self lubricating carriers, beaded drop chain hooks, and flame resistant curtain. To include removable end caps. Designed to be suspended around patient areas where privacy is needed. Price listed is per foot of the track, curtains to be priced per quote.
C04E0 | Cabinet, U/C/B, 1 Shelf, 1 Drawer, 2 DO, 36x36x22 | 1 | CC | Standing height under counter base cabinet with an adjustable shelf and a full width drawer above solid hinged doors. Also referred to as a combination cabinet or a drawer and cupboard cabinet. For general purpose use throughout the facility.
C04P0 | Cabinet, Sink, U/C/B, 2 Door, 36x36x22 | 1 | CC | Standing height under counter base sink cabinet with solid hinged doors. Also referred to as a double-door sink cabinet. For general purpose use throughout the facility where a sink is to be used. Coordinate actual clear cabinet dimension with the actual outside dimension of sink that is specified to ensure that they are compatible.
CE090 | Cabinet, W/H, 2 SH, 2 GDO, Sloping Top, 41x36x16 | 2 | CC | Wall hung cabinet with two adjustable shelves, framed-glass hinged doors, and sloping top. Also referred to as a framed-glass hinged double door wall case. For general purpose use throughout the facility.
CT020 | Countertop, Solid Surface | 1 | CC | A solid, nonporous countertop with a smooth seamless appearance. Easy to clean and maintain and with proper cleaning does not support the growth of mold. An acrylic-based solid surface product. Standard thickness of 1", and a 4" butt backsplash/curb. Also referred to as a work surface or work top. Available in a choice of colors and depths. Used in lab and other hospital areas requiring optimum physical and chemical resisting properties.
CT025 | Countertop, Solid Surface with Sink Combination | 1 | CC | A solid, nonporous countertop approximately 36"W x 22"D with a undercounter sink combination. The countertop is an acrylic-based solid surface product with a standard thickness of 1", and a 4" butt backsplash/curb. Surfaces will be easy to clean and maintain. Also referred to as a work surface or work top with sink. Available in a choice of colors, depths and sink shapes. Used for various applications in patient rooms, restrooms and throughout the facility. Usually a part of a casework interior design program. Unit does not include the drain and faucet.
E0945 | Cart, Computer, Mobile | 1 | VV | A mobile computer cart for use throughout the facility. The cart dimensions will be approximately 45" H x 30" W x 22" D with casters. May include drawers and miscellaneous other accessories that will be determined at time of purchase. This Typical may include: 1 Cart Body, w/Computer Support, Style-A Narrow, w/Raised Edge Top 1 Flip-Up Shelf 1 Sharps Container Holder 1 Wastebasket 1 Chart Holder 2 Drawers, 3"H 2 Drawers, 6"H 3 Accessory Rail, Side Drawer Organizer Bins
E0948 | Cart, General Storage, Mobile, 42"H x 32"W x 22"D | 1 | VV | THIS TYPICAL INCLUDES: 1 Cart Body, Style-A Narrow, w/Raised Edge Top 2 Drawers, 3" H 4 Drawers, 6" H 1 Accessory Rail, Side Drawer Organizer Bins
F0205 | Chair, Side With Arms | 1 | VV | Upholstered side chair, 32" high X 21" wide X 23" deep with arms, padded seats and padded backs. Seat height is a minimum of 17". Available with or without sled base.
F0340 | Stool, Self Adjusting | 2 | VV | Self adjusting stool. Consists of a foam padded upholstered seat with attached foot rest for added comfort. Mounted on swivel casters. Designed for doctor's use during examinations.
F2000 | Basket, Wastepaper, Fire Resistant | 2 | VV | Wastepaper basket, fire resistant, approximately 40 quart capacity. This unit is used to collect and temporarily store small quantities of paper refuse in patient rooms, administrative areas and nursing stations. Size and shape varies depending on the application and manufacturer selected.
F2017 | Waste Receptacle, 24 GAL | 2 | VV | Rectangular steel waste receptacle with step-on lid and 24 gallon capacity. The receptacle is used to collect and temporarily store small quantities of paper refuse. Can be used in restrooms, patient areas, laboratories, pharmacies, etc.
F3200 | Clock, Battery, 12" Diameter | 2 | VV | Clock, 12" diameter. Round surface, easy to read numbers with sweep second hand. Wall mounted unit for use when impractical to install a fully synchronized clock system. Battery operated, (batteries not included).
G0144 | Ergometer, Recumbent Stepper | 2 | VV | Seated stepping ergometer for total body, arms and/or legs low impact conditioning. The unit features a closed kinetic chain action which combines reciprocal stepping and arm action. The arm settings and seat are adjustable. A battery operated performance computer allows for adjusting workload level. The unit has a heavy duty steel frame construction with low-density plastic covers.
M0515 | Television, HD, 40" Class | 2 | VV | High definition (HDTV) multimedia flat panel LED 40" class display television. The TV will have a 16:9 wide screen aspect ratio, minimum of 1920 x 1080 display resolution, digital tuner, minimum refresh rate of 60Hz, minimum of two HDMI ports and 1 USB port ENERGY STAR certified.
M1801 | Computer, Microprocessing, w/Flat Panel Monitor | 2 | VV | Desk top microprocessing computer. The unit shall consist of a central processing mini tower, flat panel monitor, keyboard, mouse and speakers. The system shall have the following minimum characteristics: a 2.8 GHz Pentium processor; 512 MB memory; 80GB hard drive; 32/48x CD-ROMDVD combo; 1.44MB network interface card; video 32 MB NVIDIA; a 18 inch flat panel monitor. The computer is used throughout the facility to input, manipulate and retrieve information.
M1825 | Printer, Computer | 1 | VV | High resolution computer printer with a variety of type styles and sheet/envelope feeder trays. Database information reflects network ready, medium duty office style laser printers. Other types of printers (bubble jet, dot matrix, line or plotter) as well as light or heavy use capabilities are available.
M2055 | Shelving, Storage, Wire, CRS, w/Adjustable Shelves | 1 | VV | Stationary, wire, shelving unit. Unit has fully adjustable shelves constructed of stainless steel. For use in general purpose storage areas. Shelving is provided in various sizes and configurations. Price provided is for a unit approximately 74"H x 18"D x 48"W with four shelves.
M3070 | Hamper, Linen, Mobile, w/Lid | 2 | VV | Mobile linen hamper with hand or foot operated lid. Made of heavy tubular stainless steel with heavy gauge welded steel platform. Holds 25" hamper bags. Mounted on ball bearing casters. For linen transport in hospitals and clinics.
M8077 | Lift, Patient, Mobile, Non-Powered, Sit to Stand | 1 | VV | Mobile, non-powered patient transfer device that can support a minimum of 400 lbs. Device should consist of a patient foot plate, knee pads, support straps, heavy duty locking casters and handle bar for stability.
M8115 | Conditioner, Cold Treatment Pack | 1 | VV | Refrigeration unit for twelve cold therapy packs. Unit features thermostatic temperature control, automatic defrosting and refrigeration grade insulation. Interior chamber is designed to facilitate periodic cleaning. Smaller capacity models are available.
M8120 | Therapy Unit, Hydroculator | 1 | VV | Moist Heat Therapy Unit, also referred as a Hydrocollator Heating Unit, are used to apply effective heat to hot packs used in moist heat therapy. Unit is supplied ready for immediate use and requires no special plumbing. Unit features: stainless steel insulated wall, thermostatically controlled, casters ( mobile units only), and standard size Hot Packs. Other unit sizes and accessories (variety of hot packs, tongs, side table rack, etc.) are available.
M8133 | Ergometer, Upper Body | 1 | VV | Ergometer for measuring upper body exertion during an exercise regimen. The unit consists of a seat and a hand crank mechanism at shoulder height. The unit is used for physical rehabilitation protocols and stress testing. The unit quantifiably measures the effort exerted by the patient.
M8250 | Mat, Exercise | 1 | VV | Exercise mat. Mat is filled with 2" resilient antibacterial foam. Handles are provided for hanging or transporting. Used in physical therapy.
M8305 | Platform, Exercise, w/Mat, Powered | 1 | VV | Exercise platform with power height adjustment. The platform rests on one or two pedestal bases which contain the power mechanism for adjusting the table height. The platform top or removable mattress is covered with heavy duty, nylon-reinforced vinyl for durability. The adjustable height feature is designed to accommodate patients who have difficulty sitting or transferring from a wheelchair as well as providing an optimal working height for the physical therapist once the patient is on the table. Larger and smaller units as well as manual crank platform tables are available.
P3100 | Lavatory, Vitreous China, Slab Type | 1 | CC | Wall mounted, slab type, vitreous china, lavatory (approximate bowl size 7"x15"x10") with: faucet holes on 4" centers; gooseneck spout; wrist blade handles; and grid strainer. It shall be suitable for use in clinics, offices, washrooms or patient care area.
R2202 | Fountain, Water, CRS, Wall Mounted, Handicap | 2 | CC | Drinking water fountain. This unit is semi-recessed and wall mounted at handicap level with an air cooled compressor. The unit provides easy access with push-bar/button. The unit provides cool drinking water in hospitals and commercial office buildings to include access by handicapped persons.
2 - OSC32 - OP PT Wheelchair Fitting Room, SCI | 2 - OSC32 - OP PT Wheelchair Fitting Room, SCI | 2 - OSC32 - OP PT Wheelchair Fitting Room, SCI | 2 - OSC32 - OP PT Wheelchair Fitting Room, SCI | 2 - OSC32 - OP PT Wheelchair Fitting Room, SCI
JSN | NAME | QTY | ACQ/INS | DESCRIPTION
F0230 | Chair, Drafting, Rotary | 1 | VV | Drafting chair approximately 47" high X 20" wide X 20" deep with rotary stool and a 5 (five) star base with casters. Padded seat and back. Foot ring adjusts with chair.
M2055 | Shelving, Storage, Wire, CRS, w/Adjustable Shelves | 1 | VV | Stationary, wire, shelving unit. Unit has fully adjustable shelves constructed of stainless steel. For use in general purpose storage areas. Shelving is provided in various sizes and configurations. Price provided is for a unit approximately 74"H x 18"D x 48"W with four shelves.
M8085 | Lift, Patient, Electric, 600 Lb Cap, Bariatric | 1 | VC | A battery powered patient lift with an adjustable U shaped base and a minimum of 600 pound capacity for bariatric use. Unit comes with a battery charger. The unit is mounted on locking ball bearing casters for safety and stability and may require specialized slings. The database height refers to fully extended lifting arms. Designed for patient lifting and movement.
P3000 | Lavatory, Vitreous China, Straight Back | 1 | CC | Wall mounted, vitreous china lavatory (approximate bowl size 7"x15"x10") with: straight-front apron, straight or contoured back; faucet holes on 4" centers; gooseneck spout; wrist blade handles; and grid strainer. It shall be suitable for use in clinics, offices, washrooms or patient care areas.
P4700 | Sink, Mop, Molded Stone | 1 | CC | Mop service sink approximately 10"H x 36"W x 24"D. Also called a mop service basin and a mop receptor. Unit is made of molded stone and is a one piece item. It shall include a service faucet hose, hose bracket and mop hanger. Used in utility rooms for cleaning mops and floor cleaning equipment.
T0801 | Workbench, Electric, Pedestal Base | 1 | VV | Electrical workbench approximately 34" H x 72" W x 36" D. Characteristics/components include butcher block maple top; with two drawer or door pedestals and an electronic riser wiring kit. This workbench is used in wood and metal workshops. Workbench is a mix and match construction and can be configured to end users needs.
T1000 | Cabinet, Tool, Mobile, With Mechanics Tool Chest | 1 | VV | Tool cabinet and chest. Characteristics/components include: a mobile tool cabinet with 5 inch casters; shall have a minimum of 7 tamper-proof drawers; and have an internal drawer locking system that prevents unintentional drawer openings. The mechanics tool chest shall be capable of sitting on top of the mobile tool cabinet. It shall have a minimum of 10 tamper-proof drawers and have an internal drawer locking system that prevents unintentional drawer opening. All drawers shall lock automatically when the lid is closed. Shall have a partitioned top till that holds the lift-out trays equipped with socket dividers.
T4000 | Hoist, Chain, 1/2 Ton Capacity, 7 Foot Lift | 1 | VV | Chain hoist. Characteristics/components include minimum 1/2 ton capacity; trolley that can be used with any hook suspended hoist; and a hoist that features a hardened load chain for optimum strength, flexibility and long wear.
3 - OSC33 - OP Physical Therapist Treatment Station, SCI | 3 - OSC33 - OP Physical Therapist Treatment Station, SCI | 3 - OSC33 - OP Physical Therapist Treatment Station, SCI | 3 - OSC33 - OP Physical Therapist Treatment Station, SCI | 3 - OSC33 - OP Physical Therapist Treatment Station, SCI
JSN | NAME | QTY | ACQ/INS | DESCRIPTION
A1010 | Telecommunication Outlet | 2 | VV | Telecommunication outlet location.
A1015 | Telephone, Desk, Multiple Line | 1 | VV | Telephone, desk, multiple line.
E0123 | Workstation, Straight, Free Standing, 72" W | 1 | VV | This JSN will provide a whole work station typical to quickly plan work in areas in clinical or administrative spaces. There will be a price decrease if typical work stations are used with vertical hanging strips instead of panels. THIS TYPICAL INCLUDES: 4 Standard Solid Panels 2 Panel Connectors, 2-Way Corner 1 Panel-to-Panel Connector 2 Finished End Hardware 1 Cantilevered, Work Surface 2 Lockable Flipper Units 2 Shelf, Storage/Displays 2 Lights 1 Tack board 1 Tool Rail 1 Paper Tray 1 Diagonal Tray 1 Adjustable Keyboard Tray 1 Mobile Pedestal, Box/File
F0275 | Chair, Swivel, High Back | 1 | VV | Highback contemporary swivel chair, 41" high X 23" wide X 23" deep with five (5) caster swivel base and arms. Chair may be used at desks or in conference rooms. Back and seat are foam padded and upholstered with either woven textile fabric or vinyl.
F0420 | Cabinet, Filing, Lateral, Half Height | 1 | VV | Half height two (2) or three (3) drawer lateral filing cabinet, 28" high X 42" wide X 18" deep with recessed handles, locking device and drawer label holders. Drawers are adaptable to either letter or legal size materials.
F2000 | Basket, Wastepaper, Fire Resistant | 1 | VV | Wastepaper basket, fire resistant, approximately 40 quart capacity. This unit is used to collect and temporarily store small quantities of paper refuse in patient rooms, administrative areas and nursing stations. Size and shape varies depending on the application and manufacturer selected.
M1801 | Computer, Microprocessing, w/Flat Panel Monitor | 1 | VV | Desk top microprocessing computer. The unit shall consist of a central processing mini tower, flat panel monitor, keyboard, mouse and speakers. The system shall have the following minimum characteristics: a 2.8 GHz Pentium processor; 512 MB memory; 80GB hard drive; 32/48x CD-ROMDVD combo; 1.44MB network interface card; video 32 MB NVIDIA; a 18 inch flat panel monitor. The computer is used throughout the facility to input, manipulate and retrieve information.
4 - SB737 - SCI OP PT Clean Utility Room, Lgstcs Svc | 4 - SB737 - SCI OP PT Clean Utility Room, Lgstcs Svc | 4 - SB737 - SCI OP PT Clean Utility Room, Lgstcs Svc | 4 - SB737 - SCI OP PT Clean Utility Room, Lgstcs Svc | 4 - SB737 - SCI OP PT Clean Utility Room, Lgstcs Svc
JSN | NAME | QTY | ACQ/INS | DESCRIPTION
E0906 | Locker, Supply, General, Wall Mtd, 23"W x 20"D | 1 | VV | THIS TYPICAL INCLUDES: 1 Wall Mounted Rail 1 Locked Storage Container 2 Tray/Shelves 1 Drawer, 3"H 3 Drawers, 6"H 2 Drawers, 9"H 1 Tray/Shelf Divider Drawer Organizer Bins Consider the need for an E0921 to transport the locker from place to place.
E0912 | Locker, Supply, Med Surg, Wall Mtd | 1 | VV | Medical/Surgical Supply locker, Wall Mounted, approximately 23"W x 20"D. THIS TYPICAL INCLUDES: 1 Wall Mounted Rail 1 Locked Storage Container 4 Tray/Shelves 5 Drawers, 3"H 2 Drawers, 6"H 2 Tray/Shelf Dividers Drawer Organizer Bins Consider the need for an E0921 to transport the locker from place to place.
E1500 | Rail, MOD, W/MNTD, HX144XD | 1 | VV | Wall mounted rail used for hanging (mounting) lockers, shelves and drawers on a wall.
F2000 | Basket, Wastepaper, Fire Resistant | 1 | VV | Wastepaper basket, fire resistant, approximately 40 quart capacity. This unit is used to collect and temporarily store small quantities of paper refuse in patient rooms, administrative areas and nursing stations. Size and shape varies depending on the application and manufacturer selected.
5 - SB743 - SCI OP PT Soiled Utility Room, Lgstcs Svc | 5 - SB743 - SCI OP PT Soiled Utility Room, Lgstcs Svc | 5 - SB743 - SCI OP PT Soiled Utility Room, Lgstcs Svc | 5 - SB743 - SCI OP PT Soiled Utility Room, Lgstcs Svc | 5 - SB743 - SCI OP PT Soiled Utility Room, Lgstcs Svc
JSN | NAME | QTY | ACQ/INS | DESCRIPTION
A1012 | Telephone, Wall Mounted, 1 Line | 1 | VV | Telephone, wall mounted, 1 line.
A5075 | Dispenser, Soap, Disposable | 1 | VV | Disposable soap dispenser. One-handed dispensing operation. Designed to accommodate disposable soap cartridge and valve.
A5077 | Dispenser, Hand Sanitizer, Hands-Free | 1 | VV | A touch free wall-mounted hand sanitizer dispenser. For use throughout a healthcare facility. Unit does not include the sanitizing liquid. Units are battery operated.
A5080 | Dispenser, Paper Towel, SS, Surface Mounted | 1 | CC | A surface mounted, satin finish stainless steel, single-fold, paper towel dispenser. Dispenser features: tumbler lock; front hinged at bottom; and refill indicator slot. Minimum capacity 400 single-fold paper towels. For general purpose use throughout the facility.
A5106 | Waste Disposal Unit, Sharps w/Glove Dispenser | 1 | VV | The unit is designed for the disposal of sharps and complies with OSHA guidelines for the handling of sharps. It shall house a 5 quart container and be capable of being mounted on a wall. It shall have a glove dispenser attached. The unit shall be secured by a locked enclosure.
C04F0 | Cabinet, U/C/B, 1 Shelf, 2 Half DR, 2 DO, 36x36x22 | 1 | CC | Standing height under counter base cabinet with an adjustable shelf and two half width drawers above solid hinged doors. Also referred to as a combination cabinet or a drawer and cupboard cabinet. For general purpose use throughout the facility.
C05P0 | Cabinet, Sink, U/C/B, 2 Door, 36x48x22 | 1 | CC | Standing height under counter base sink cabinet with solid hinged doors. Also referred to as a double-door sink cabinet. For general purpose use throughout the facility where a sink is to be used. Coordinate actual clear cabinet dimension with the actual outside dimension of sink that is specified to ensure that they are compatible.
CS200 | Sink, SS, Single Compartment, 12x28x16 ID | 1 | CC | Single compartment stainless steel sink, drop-in, self-rimming, ledge-type, connected with a drain and provided with a mixing faucet. It shall also be provided with pre-punched fixture holes on 4" center, integral back ledge to accommodate deck-mounted fixtures, brushed/polished interior and top surfaces, and sound deadened. Recommended for use in suspended or U/C/B sink cabinets having a high plastic laminate or Chemsurf laminate countertop/work surface. Coordinate actual outside sink dimensions with the actual clear dimension of cabinet specified to ensure that they are compatible. For general purpose use throughout the facility.
CT050 | Countertop, Stainless Steel | 1 | CC | Stainless steel countertop (composition of heavy-gauge Type No. 304 stainless steel) having a smooth satin finish and integral 4" backsplash/curb. Also referred to as a corrosion-resistant steel work surface or work top. Available in various depths. Used in areas where excellent ease of cleaning, abrasion resistance, bacteria resistance, impact resistance, load capacity and moisture resistance, are of concern. Pricing based upon a 24" depth.
F2020 | Can, Trash, 44 Gallon | 1 | VV | Forty four (44) gallon trash can, 32" high X 24" diameter, with lid. Used to collect and transport refuse from a point of origin to point of disposal (example: from soiled utility or a nursing unit to the trash compactor at housekeeping).
P2000 | Eyewash, Wall Mounted, Hands-Free | 1 | CC | Wall mounted emergency eye wash station. The flow of water from the unit is activated by hand. Upon initiation of water flow the unit will operate hands free to provide streams of water to clear foreign particles or dilute caustic liquids from the eyes in emergency situations. Used in laboratories and areas of the hospital where employees are subject to foreign bodies or liquid material to the eyes.
P2450 | Valve, Mixing, Thermostatic | 1 | CC | Thermostatic mixing valve with washout hose. Used with portable whirlpool equipment. Thermostatic valve is used to maintain temperature between 70 and 110 degree Fahrenheit, with a flow rate of 20 gallons a minute. The washout hose assembly is used to wash out tanks after treatment. Used in physical therapy department to provide comfortable water temperature for patient treatments.
P3100 | Lavatory, Vitreous China, Slab Type | 1 | CC | Wall mounted, slab type, vitreous china, lavatory (approximate bowl size 7"x15"x10") with: faucet holes on 4" centers; gooseneck spout; wrist blade handles; and grid strainer. It shall be suitable for use in clinics, offices, washrooms or patient care area.
6 - OSC34 - OP PT Equipment Storage Room, SCI | 6 - OSC34 - OP PT Equipment Storage Room, SCI | 6 - OSC34 - OP PT Equipment Storage Room, SCI | 6 - OSC34 - OP PT Equipment Storage Room, SCI | 6 - OSC34 - OP PT Equipment Storage Room, SCI
JSN | NAME | QTY | ACQ/INS | DESCRIPTION
A1010 | Telecommunication Outlet | 1 | VV | Telecommunication outlet location.
M2055 | Shelving, Storage, Wire, CRS, w/Adjustable Shelves | 6 | VV | Stationary, wire, shelving unit. Unit has fully adjustable shelves constructed of stainless steel. For use in general purpose storage areas. Shelving is provided in various sizes and configurations. Price provided is for a unit approximately 74"H x 18"D x 48"W with four shelves.
32 - SCI/D CENTER OUTPATIENT KINESIOTHERAPY (OP-KT) AREA | 32 - SCI/D CENTER OUTPATIENT KINESIOTHERAPY (OP-KT) AREA | 32 - SCI/D CENTER OUTPATIENT KINESIOTHERAPY (OP-KT) AREA | 32 - SCI/D CENTER OUTPATIENT KINESIOTHERAPY (OP-KT) AREA | 32 - SCI/D CENTER OUTPATIENT KINESIOTHERAPY (OP-KT) AREA
1 - OSC41 - OP Kinesiotherapy (KT) Room, SCI | 1 - OSC41 - OP Kinesiotherapy (KT) Room, SCI | 1 - OSC41 - OP Kinesiotherapy (KT) Room, SCI | 1 - OSC41 - OP Kinesiotherapy (KT) Room, SCI | 1 - OSC41 - OP Kinesiotherapy (KT) Room, SCI
JSN | NAME | QTY | ACQ/INS | DESCRIPTION
A1014 | Telephone, Wall Mounted, 1 Line, With Speaker | 1 | VV | Telephone, wall mounted, 1 line, with speaker.
A1080 | Mirror, Posture, Wall Mounted | 1 | CC | Wall mounted posture mirror. Consists of a 1/4" plate glass in a sturdy corrosion resistant frame with water proof back. For educational and therapy programs.
A1082 | Mirror, Posture, Mobile | 1 | VV | Mobile single panel full-body mirror constructed of high quality, distortion-free glass with ANSI safety backing. Framed in finished oak laminate frame and base, mounted on two inch diameter swiveling casters.
A5075 | Dispenser, Soap, Disposable | 2 | VV | Disposable soap dispenser. One-handed dispensing operation. Designed to accommodate disposable soap cartridge and valve.
A5077 | Dispenser, Hand Sanitizer, Hands-Free | 2 | VV | A touch free wall-mounted hand sanitizer dispenser. For use throughout a healthcare facility. Unit does not include the sanitizing liquid. Units are battery operated.
A5082 | Dispenser, Paper Towel, Sensor, Hands Free | 2 | CC | A surface mounted, sensor activated, automatic, roll paper towel dispenser. The unit dispenses a paper towel automatically only when hands are place in position below the dispenser for maximum sanitation and hygiene. May include adjustable settings for sheet length, time delay, and sensor range. Unit is battery operated or with optional AC power adapter.
C04E0 | Cabinet, U/C/B, 1 Shelf, 1 Drawer, 2 DO, 36x36x22 | 1 | CC | Standing height under counter base cabinet with an adjustable shelf and a full width drawer above solid hinged doors. Also referred to as a combination cabinet or a drawer and cupboard cabinet. For general purpose use throughout the facility.
C04P0 | Cabinet, Sink, U/C/B, 2 Door, 36x36x22 | 1 | CC | Standing height under counter base sink cabinet with solid hinged doors. Also referred to as a double-door sink cabinet. For general purpose use throughout the facility where a sink is to be used. Coordinate actual clear cabinet dimension with the actual outside dimension of sink that is specified to ensure that they are compatible.
CE090 | Cabinet, W/H, 2 SH, 2 GDO, Sloping Top, 41x36x16 | 1 | CC | Wall hung cabinet with two adjustable shelves, framed-glass hinged doors, and sloping top. Also referred to as a framed-glass hinged double door wall case. For general purpose use throughout the facility.
CT025 | Countertop, Solid Surface with Sink Combination | 1 | CC | A solid, nonporous countertop approximately 36"W x 22"D with a undercounter sink combination. The countertop is an acrylic-based solid surface product with a standard thickness of 1", and a 4" butt backsplash/curb. Surfaces will be easy to clean and maintain. Also referred to as a work surface or work top with sink. Available in a choice of colors, depths and sink shapes. Used for various applications in patient rooms, restrooms and throughout the facility. Usually a part of a casework interior design program. Unit does not include the drain and faucet.
E0948 | Cart, General Storage, Mobile, 42"H x 32"W x 22"D | 1 | VV | THIS TYPICAL INCLUDES: 1 Cart Body, Style-A Narrow, w/Raised Edge Top 2 Drawers, 3" H 4 Drawers, 6" H 1 Accessory Rail, Side Drawer Organizer Bins
F0295 | Chair, Stacking | 1 | VV | Stacking chair, approximately 34" H X 21" W X 24" D. May be stacked up to 20 high depending upon the model selected. These chairs are intended primarily as overflow capacity for conference rooms.
F0340 | Stool, Self Adjusting | 2 | VV | Self adjusting stool. Consists of a foam padded upholstered seat with attached foot rest for added comfort. Mounted on swivel casters. Designed for doctor's use during examinations.
F2000 | Basket, Wastepaper, Fire Resistant | 1 | VV | Wastepaper basket, fire resistant, approximately 40 quart capacity. This unit is used to collect and temporarily store small quantities of paper refuse in patient rooms, administrative areas and nursing stations. Size and shape varies depending on the application and manufacturer selected.
F2017 | Waste Receptacle, 24 GAL | 1 | VV | Rectangular steel waste receptacle with step-on lid and 24 gallon capacity. The receptacle is used to collect and temporarily store small quantities of paper refuse. Can be used in restrooms, patient areas, laboratories, pharmacies, etc.
F3200 | Clock, Battery, 12" Diameter | 1 | VV | Clock, 12" diameter. Round surface, easy to read numbers with sweep second hand. Wall mounted unit for use when impractical to install a fully synchronized clock system. Battery operated, (batteries not included).
G1043 | Ergometer, Recumbent Bicycle, Computer Assisted | 1 | VV | Computer assisted recumbent bicycle aerobic trainer. The trainer provides aerobic workouts on a computer controlled and monitored recumbent bicycle ergometer. The ergometer has several training routines and intensities which either the exerciser or a therapist can select. The unit display provides a readout of work accomplished as well as graphics to motivate the exerciser. Many models offer optional heart rate monitoring and wheels for easy mobility. Depending on the manufacturer and model, the computer is powered by the exerciser or an external source. The database electrical requirements are for those units requiring electrical power. The trainer is used for cardio-respiratory development in a gym or the exercise area of Physical Therapy.
M0515 | Television, HD, 40" Class | 1 | VV | High definition (HDTV) multimedia flat panel LED 40" class display television. The TV will have a 16:9 wide screen aspect ratio, minimum of 1920 x 1080 display resolution, digital tuner, minimum refresh rate of 60Hz, minimum of two HDMI ports and 1 USB port ENERGY STAR certified.
M1825 | Printer, Computer | 1 | VV | High resolution computer printer with a variety of type styles and sheet/envelope feeder trays. Database information reflects network ready, medium duty office style laser printers. Other types of printers (bubble jet, dot matrix, line or plotter) as well as light or heavy use capabilities are available.
M2055 | Shelving, Storage, Wire, CRS, w/Adjustable Shelves | 1 | VV | Stationary, wire, shelving unit. Unit has fully adjustable shelves constructed of stainless steel. For use in general purpose storage areas. Shelving is provided in various sizes and configurations. Price provided is for a unit approximately 74"H x 18"D x 48"W with four shelves.
M3070 | Hamper, Linen, Mobile, w/Lid | 1 | VV | Mobile linen hamper with hand or foot operated lid. Made of heavy tubular stainless steel with heavy gauge welded steel platform. Holds 25" hamper bags. Mounted on ball bearing casters. For linen transport in hospitals and clinics.
M8085 | Lift, Patient, Electric, 600 Lb Cap, Bariatric | 1 | VC | A battery powered patient lift with an adjustable U shaped base and a minimum of 600 pound capacity for bariatric use. Unit comes with a battery charger. The unit is mounted on locking ball bearing casters for safety and stability and may require specialized slings. The database height refers to fully extended lifting arms. Designed for patient lifting and movement.
M8133 | Ergometer, Upper Body | 1 | VV | Ergometer for measuring upper body exertion during an exercise regimen. The unit consists of a seat and a hand crank mechanism at shoulder height. The unit is used for physical rehabilitation protocols and stress testing. The unit quantifiably measures the effort exerted by the patient.
M8210 | Cart, Weight, Physical Therapy, w/Weights | 1 | VV | Physical therapy weight cart equipped with weights, two storage shelves, and racks to store dumbbells. Unit is constructed of quality hardwood and mounted on 4 heavy-duty casters. Used for storage of weights.
M8240 | Parallel Bars, Physical Therapy | 1 | VV | Physical therapy parallel bars. Unit can have manual or electrically powered adjustments. Bar height is adjustable from 25" to 40" and the bar width is adjustable from 16" to 25". Hand rails are chrome plated 1-1/2" steel tubing. Walking aisle is a minimum of 24" wide and finished in natural wood or covered with vinyl matting. Database information reflects 10' or 12' bar length electrically powered units.
M8270 | Rack, Pack, Hot/Cold, Wall Mounted | 1 | VV | Wall mounted hot/cold pack rack. Unit is a stainless steel rack used to store and dry cold packs.
M8275 | Pulley, Triplex | 1 | VC | Triplex pulley for physical therapy use. Unit consists of two handles at chest level, two handles at the floor, and two handles suspended from the ceiling. Unit features 20 to 27 pounds of adjustable weights.
P3100 | Lavatory, Vitreous China, Slab Type | 2 | CC | Wall mounted, slab type, vitreous china, lavatory (approximate bowl size 7"x15"x10") with: faucet holes on 4" centers; gooseneck spout; wrist blade handles; and grid strainer. It shall be suitable for use in clinics, offices, washrooms or patient care area.
R4650 | Ice Maker, Flaked, With Dispenser | 1 | CC | Ice maker dispenser approximately 71" H x 19"D x 24"W. This unit provides flaked ice and cooled water automatically. The unit has a daily capacity up to 650 pounds and a 100 pound capacity stainless steel storage compartment with water station. Unit may be free-standing or counter-mounted, automatic load ice dispenser for food service and healthcare use. The unit is used in healthcare institutions and various commercial food service operations for dispensing ice.
2 - OSC43 - OP Kinesiotherapist Treatment Station, SCI | 2 - OSC43 - OP Kinesiotherapist Treatment Station, SCI | 2 - OSC43 - OP Kinesiotherapist Treatment Station, SCI | 2 - OSC43 - OP Kinesiotherapist Treatment Station, SCI | 2 - OSC43 - OP Kinesiotherapist Treatment Station, SCI
JSN | NAME | QTY | ACQ/INS | DESCRIPTION
A1010 | Telecommunication Outlet | 2 | VV | Telecommunication outlet location.
A1015 | Telephone, Desk, Multiple Line | 1 | VV | Telephone, desk, multiple line.
E0123 | Workstation, Straight, Free Standing, 72" W | 1 | VV | This JSN will provide a whole work station typical to quickly plan work in areas in clinical or administrative spaces. There will be a price decrease if typical work stations are used with vertical hanging strips instead of panels. THIS TYPICAL INCLUDES: 4 Standard Solid Panels 2 Panel Connectors, 2-Way Corner 1 Panel-to-Panel Connector 2 Finished End Hardware 1 Cantilevered, Work Surface 2 Lockable Flipper Units 2 Shelf, Storage/Displays 2 Lights 1 Tack board 1 Tool Rail 1 Paper Tray 1 Diagonal Tray 1 Adjustable Keyboard Tray 1 Mobile Pedestal, Box/File
F0275 | Chair, Swivel, High Back | 1 | VV | Highback contemporary swivel chair, 41" high X 23" wide X 23" deep with five (5) caster swivel base and arms. Chair may be used at desks or in conference rooms. Back and seat are foam padded and upholstered with either woven textile fabric or vinyl.
F0420 | Cabinet, Filing, Lateral, Half Height | 1 | VV | Half height two (2) or three (3) drawer lateral filing cabinet, 28" high X 42" wide X 18" deep with recessed handles, locking device and drawer label holders. Drawers are adaptable to either letter or legal size materials.
F2000 | Basket, Wastepaper, Fire Resistant | 1 | VV | Wastepaper basket, fire resistant, approximately 40 quart capacity. This unit is used to collect and temporarily store small quantities of paper refuse in patient rooms, administrative areas and nursing stations. Size and shape varies depending on the application and manufacturer selected.
M1801 | Computer, Microprocessing, w/Flat Panel Monitor | 1 | VV | Desk top microprocessing computer. The unit shall consist of a central processing mini tower, flat panel monitor, keyboard, mouse and speakers. The system shall have the following minimum characteristics: a 2.8 GHz Pentium processor; 512 MB memory; 80GB hard drive; 32/48x CD-ROMDVD combo; 1.44MB network interface card; video 32 MB NVIDIA; a 18 inch flat panel monitor. The computer is used throughout the facility to input, manipulate and retrieve information.
3 - SB737 - SCI OP KT Clean Utility Room, Lgstcs Svc | 3 - SB737 - SCI OP KT Clean Utility Room, Lgstcs Svc | 3 - SB737 - SCI OP KT Clean Utility Room, Lgstcs Svc | 3 - SB737 - SCI OP KT Clean Utility Room, Lgstcs Svc | 3 - SB737 - SCI OP KT Clean Utility Room, Lgstcs Svc
JSN | NAME | QTY | ACQ/INS | DESCRIPTION
E0906 | Locker, Supply, General, Wall Mtd, 23"W x 20"D | 1 | VV | THIS TYPICAL INCLUDES: 1 Wall Mounted Rail 1 Locked Storage Container 2 Tray/Shelves 1 Drawer, 3"H 3 Drawers, 6"H 2 Drawers, 9"H 1 Tray/Shelf Divider Drawer Organizer Bins Consider the need for an E0921 to transport the locker from place to place.
E0912 | Locker, Supply, Med Surg, Wall Mtd | 1 | VV | Medical/Surgical Supply locker, Wall Mounted, approximately 23"W x 20"D. THIS TYPICAL INCLUDES: 1 Wall Mounted Rail 1 Locked Storage Container 4 Tray/Shelves 5 Drawers, 3"H 2 Drawers, 6"H 2 Tray/Shelf Dividers Drawer Organizer Bins Consider the need for an E0921 to transport the locker from place to place.
E1500 | Rail, MOD, W/MNTD, HX144XD | 1 | VV | Wall mounted rail used for hanging (mounting) lockers, shelves and drawers on a wall.
F2000 | Basket, Wastepaper, Fire Resistant | 1 | VV | Wastepaper basket, fire resistant, approximately 40 quart capacity. This unit is used to collect and temporarily store small quantities of paper refuse in patient rooms, administrative areas and nursing stations. Size and shape varies depending on the application and manufacturer selected.
4 - SB743 - SCI OP KT Soiled Utility Room, Lgstcs Svc | 4 - SB743 - SCI OP KT Soiled Utility Room, Lgstcs Svc | 4 - SB743 - SCI OP KT Soiled Utility Room, Lgstcs Svc | 4 - SB743 - SCI OP KT Soiled Utility Room, Lgstcs Svc | 4 - SB743 - SCI OP KT Soiled Utility Room, Lgstcs Svc
JSN | NAME | QTY | ACQ/INS | DESCRIPTION
A1012 | Telephone, Wall Mounted, 1 Line | 1 | VV | Telephone, wall mounted, 1 line.
A5075 | Dispenser, Soap, Disposable | 1 | VV | Disposable soap dispenser. One-handed dispensing operation. Designed to accommodate disposable soap cartridge and valve.
A5077 | Dispenser, Hand Sanitizer, Hands-Free | 1 | VV | A touch free wall-mounted hand sanitizer dispenser. For use throughout a healthcare facility. Unit does not include the sanitizing liquid. Units are battery operated.
A5080 | Dispenser, Paper Towel, SS, Surface Mounted | 1 | CC | A surface mounted, satin finish stainless steel, single-fold, paper towel dispenser. Dispenser features: tumbler lock; front hinged at bottom; and refill indicator slot. Minimum capacity 400 single-fold paper towels. For general purpose use throughout the facility.
A5106 | Waste Disposal Unit, Sharps w/Glove Dispenser | 1 | VV | The unit is designed for the disposal of sharps and complies with OSHA guidelines for the handling of sharps. It shall house a 5 quart container and be capable of being mounted on a wall. It shall have a glove dispenser attached. The unit shall be secured by a locked enclosure.
C04F0 | Cabinet, U/C/B, 1 Shelf, 2 Half DR, 2 DO, 36x36x22 | 1 | CC | Standing height under counter base cabinet with an adjustable shelf and two half width drawers above solid hinged doors. Also referred to as a combination cabinet or a drawer and cupboard cabinet. For general purpose use throughout the facility.
C05P0 | Cabinet, Sink, U/C/B, 2 Door, 36x48x22 | 1 | CC | Standing height under counter base sink cabinet with solid hinged doors. Also referred to as a double-door sink cabinet. For general purpose use throughout the facility where a sink is to be used. Coordinate actual clear cabinet dimension with the actual outside dimension of sink that is specified to ensure that they are compatible.
CS200 | Sink, SS, Single Compartment, 12x28x16 ID | 1 | CC | Single compartment stainless steel sink, drop-in, self-rimming, ledge-type, connected with a drain and provided with a mixing faucet. It shall also be provided with pre-punched fixture holes on 4" center, integral back ledge to accommodate deck-mounted fixtures, brushed/polished interior and top surfaces, and sound deadened. Recommended for use in suspended or U/C/B sink cabinets having a high plastic laminate or Chemsurf laminate countertop/work surface. Coordinate actual outside sink dimensions with the actual clear dimension of cabinet specified to ensure that they are compatible. For general purpose use throughout the facility.
CT050 | Countertop, Stainless Steel | 1 | CC | Stainless steel countertop (composition of heavy-gauge Type No. 304 stainless steel) having a smooth satin finish and integral 4" backsplash/curb. Also referred to as a corrosion-resistant steel work surface or work top. Available in various depths. Used in areas where excellent ease of cleaning, abrasion resistance, bacteria resistance, impact resistance, load capacity and moisture resistance, are of concern. Pricing based upon a 24" depth.
F2020 | Can, Trash, 44 Gallon | 1 | VV | Forty four (44) gallon trash can, 32" high X 24" diameter, with lid. Used to collect and transport refuse from a point of origin to point of disposal (example: from soiled utility or a nursing unit to the trash compactor at housekeeping).
P2000 | Eyewash, Wall Mounted, Hands-Free | 1 | CC | Wall mounted emergency eye wash station. The flow of water from the unit is activated by hand. Upon initiation of water flow the unit will operate hands free to provide streams of water to clear foreign particles or dilute caustic liquids from the eyes in emergency situations. Used in laboratories and areas of the hospital where employees are subject to foreign bodies or liquid material to the eyes.
P2450 | Valve, Mixing, Thermostatic | 1 | CC | Thermostatic mixing valve with washout hose. Used with portable whirlpool equipment. Thermostatic valve is used to maintain temperature between 70 and 110 degree Fahrenheit, with a flow rate of 20 gallons a minute. The washout hose assembly is used to wash out tanks after treatment. Used in physical therapy department to provide comfortable water temperature for patient treatments.
P3100 | Lavatory, Vitreous China, Slab Type | 1 | CC | Wall mounted, slab type, vitreous china, lavatory (approximate bowl size 7"x15"x10") with: faucet holes on 4" centers; gooseneck spout; wrist blade handles; and grid strainer. It shall be suitable for use in clinics, offices, washrooms or patient care area.
5 - OSC44 - OP KT Equipment Storage Room, SCI | 5 - OSC44 - OP KT Equipment Storage Room, SCI | 5 - OSC44 - OP KT Equipment Storage Room, SCI | 5 - OSC44 - OP KT Equipment Storage Room, SCI | 5 - OSC44 - OP KT Equipment Storage Room, SCI
JSN | NAME | QTY | ACQ/INS | DESCRIPTION
A1010 | Telecommunication Outlet | 1 | VV | Telecommunication outlet location.
M2055 | Shelving, Storage, Wire, CRS, w/Adjustable Shelves | 6 | VV | Stationary, wire, shelving unit. Unit has fully adjustable shelves constructed of stainless steel. For use in general purpose storage areas. Shelving is provided in various sizes and configurations. Price provided is for a unit approximately 74"H x 18"D x 48"W with four shelves.
33 - SCI/D CENTER OUTPATIENT OCCUPATIONAL THERAPY (OP-OT) AREA | 33 - SCI/D CENTER OUTPATIENT OCCUPATIONAL THERAPY (OP-OT) AREA | 33 - SCI/D CENTER OUTPATIENT OCCUPATIONAL THERAPY (OP-OT) AREA | 33 - SCI/D CENTER OUTPATIENT OCCUPATIONAL THERAPY (OP-OT) AREA | 33 - SCI/D CENTER OUTPATIENT OCCUPATIONAL THERAPY (OP-OT) AREA
1 - OSC51 - OP Occupational Therapy (OT) Room, SCI | 1 - OSC51 - OP Occupational Therapy (OT) Room, SCI | 1 - OSC51 - OP Occupational Therapy (OT) Room, SCI | 1 - OSC51 - OP Occupational Therapy (OT) Room, SCI | 1 - OSC51 - OP Occupational Therapy (OT) Room, SCI
JSN | NAME | QTY | ACQ/INS | DESCRIPTION
A1014 | Telephone, Wall Mounted, 1 Line, With Speaker | 1 | VV | Telephone, wall mounted, 1 line, with speaker.
A1080 | Mirror, Posture, Wall Mounted | 1 | CC | Wall mounted posture mirror. Consists of a 1/4" plate glass in a sturdy corrosion resistant frame with water proof back. For educational and therapy programs.
A1082 | Mirror, Posture, Mobile | 1 | VV | Mobile single panel full-body mirror constructed of high quality, distortion-free glass with ANSI safety backing. Framed in finished oak laminate frame and base, mounted on two inch diameter swiveling casters.
A1200 | Lift System, Overhead, Patient Room | 1 | VC | An overhead rail system specifically designed for patient lifting and movement for a single bed patient room. The system will consist of recessed or ceiling mounted primary and secondary rails, lift motor with rolling carriage, patient harness or seat, and a hand controller or control box with charger. System will facilitate lifting and movement of patient to and from bed to gurney, chair or other requirement. Minimum lift capability is 550 pounds. Custom design of track layout by manufacturer is essential to meet individual facility requirements.
A5075 | Dispenser, Soap, Disposable | 2 | VV | Disposable soap dispenser. One-handed dispensing operation. Designed to accommodate disposable soap cartridge and valve.
A5077 | Dispenser, Hand Sanitizer, Hands-Free | 2 | VV | A touch free wall-mounted hand sanitizer dispenser. For use throughout a healthcare facility. Unit does not include the sanitizing liquid. Units are battery operated.
A5082 | Dispenser, Paper Towel, Sensor, Hands Free | 2 | CC | A surface mounted, sensor activated, automatic, roll paper towel dispenser. The unit dispenses a paper towel automatically only when hands are place in position below the dispenser for maximum sanitation and hygiene. May include adjustable settings for sheet length, time delay, and sensor range. Unit is battery operated or with optional AC power adapter.
C04E0 | Cabinet, U/C/B, 1 Shelf, 1 Drawer, 2 DO, 36x36x22 | 1 | CC | Standing height under counter base cabinet with an adjustable shelf and a full width drawer above solid hinged doors. Also referred to as a combination cabinet or a drawer and cupboard cabinet. For general purpose use throughout the facility.
C04P0 | Cabinet, Sink, U/C/B, 2 Door, 36x36x22 | 1 | CC | Standing height under counter base sink cabinet with solid hinged doors. Also referred to as a double-door sink cabinet. For general purpose use throughout the facility where a sink is to be used. Coordinate actual clear cabinet dimension with the actual outside dimension of sink that is specified to ensure that they are compatible.
CE090 | Cabinet, W/H, 2 SH, 2 GDO, Sloping Top, 41x36x16 | 2 | CC | Wall hung cabinet with two adjustable shelves, framed-glass hinged doors, and sloping top. Also referred to as a framed-glass hinged double door wall case. For general purpose use throughout the facility.
CT020 | Countertop, Solid Surface | 1 | CC | A solid, nonporous countertop with a smooth seamless appearance. Easy to clean and maintain and with proper cleaning does not support the growth of mold. An acrylic-based solid surface product. Standard thickness of 1", and a 4" butt backsplash/curb. Also referred to as a work surface or work top. Available in a choice of colors and depths. Used in lab and other hospital areas requiring optimum physical and chemical resisting properties.
CT025 | Countertop, Solid Surface with Sink Combination | 1 | CC | A solid, nonporous countertop approximately 36"W x 22"D with a undercounter sink combination. The countertop is an acrylic-based solid surface product with a standard thickness of 1", and a 4" butt backsplash/curb. Surfaces will be easy to clean and maintain. Also referred to as a work surface or work top with sink. Available in a choice of colors, depths and sink shapes. Used for various applications in patient rooms, restrooms and throughout the facility. Usually a part of a casework interior design program. Unit does not include the drain and faucet.
E0942 | Cart, Cast, Mobile, 36"H x 46"W x 22"D | 1 | VV | THIS TYPICAL INCLUDES: 1 Cart Body, Style-A Narrow, w/Raised Edge Top 2 Accessory Rail, Side 1 Wastebasket 1 Flip-up Shelf 2 Drawers, 3"H 1 Drawer, 6"H Drawer Organizer Bins
E0945 | Cart, Computer, Mobile | 1 | VV | A mobile computer cart for use throughout the facility. The cart dimensions will be approximately 45" H x 30" W x 22" D with casters. May include drawers and miscellaneous other accessories that will be determined at time of purchase. This Typical may include: 1 Cart Body, w/Computer Support, Style-A Narrow, w/Raised Edge Top 1 Flip-Up Shelf 1 Sharps Container Holder 1 Wastebasket 1 Chart Holder 2 Drawers, 3"H 2 Drawers, 6"H 3 Accessory Rail, Side Drawer Organizer Bins
E0948 | Cart, General Storage, Mobile, 42"H x 32"W x 22"D | 1 | VV | THIS TYPICAL INCLUDES: 1 Cart Body, Style-A Narrow, w/Raised Edge Top 2 Drawers, 3" H 4 Drawers, 6" H 1 Accessory Rail, Side Drawer Organizer Bins
F0295 | Chair, Stacking | 1 | VV | Stacking chair, approximately 34" H X 21" W X 24" D. May be stacked up to 20 high depending upon the model selected. These chairs are intended primarily as overflow capacity for conference rooms.
F0340 | Stool, Self Adjusting | 2 | VV | Self adjusting stool. Consists of a foam padded upholstered seat with attached foot rest for added comfort. Mounted on swivel casters. Designed for doctor's use during examinations.
F2000 | Basket, Wastepaper, Fire Resistant | 1 | VV | Wastepaper basket, fire resistant, approximately 40 quart capacity. This unit is used to collect and temporarily store small quantities of paper refuse in patient rooms, administrative areas and nursing stations. Size and shape varies depending on the application and manufacturer selected.
F2017 | Waste Receptacle, 24 GAL | 1 | VV | Rectangular steel waste receptacle with step-on lid and 24 gallon capacity. The receptacle is used to collect and temporarily store small quantities of paper refuse. Can be used in restrooms, patient areas, laboratories, pharmacies, etc.
F3200 | Clock, Battery, 12" Diameter | 1 | VV | Clock, 12" diameter. Round surface, easy to read numbers with sweep second hand. Wall mounted unit for use when impractical to install a fully synchronized clock system. Battery operated, (batteries not included).
G1043 | Ergometer, Recumbent Bicycle, Computer Assisted | 1 | VV | Computer assisted recumbent bicycle aerobic trainer. The trainer provides aerobic workouts on a computer controlled and monitored recumbent bicycle ergometer. The ergometer has several training routines and intensities which either the exerciser or a therapist can select. The unit display provides a readout of work accomplished as well as graphics to motivate the exerciser. Many models offer optional heart rate monitoring and wheels for easy mobility. Depending on the manufacturer and model, the computer is powered by the exerciser or an external source. The database electrical requirements are for those units requiring electrical power. The trainer is used for cardio-respiratory development in a gym or the exercise area of Physical Therapy.
M0515 | Television, HD, 40" Class | 1 | VV | High definition (HDTV) multimedia flat panel LED 40" class display television. The TV will have a 16:9 wide screen aspect ratio, minimum of 1920 x 1080 display resolution, digital tuner, minimum refresh rate of 60Hz, minimum of two HDMI ports and 1 USB port ENERGY STAR certified.
M1801 | Computer, Microprocessing, w/Flat Panel Monitor | 1 | VV | Desk top microprocessing computer. The unit shall consist of a central processing mini tower, flat panel monitor, keyboard, mouse and speakers. The system shall have the following minimum characteristics: a 2.8 GHz Pentium processor; 512 MB memory; 80GB hard drive; 32/48x CD-ROMDVD combo; 1.44MB network interface card; video 32 MB NVIDIA; a 18 inch flat panel monitor. The computer is used throughout the facility to input, manipulate and retrieve information.
M1825 | Printer, Computer | 1 | VV | High resolution computer printer with a variety of type styles and sheet/envelope feeder trays. Database information reflects network ready, medium duty office style laser printers. Other types of printers (bubble jet, dot matrix, line or plotter) as well as light or heavy use capabilities are available.
M2055 | Shelving, Storage, Wire, CRS, w/Adjustable Shelves | 2 | VV | Stationary, wire, shelving unit. Unit has fully adjustable shelves constructed of stainless steel. For use in general purpose storage areas. Shelving is provided in various sizes and configurations. Price provided is for a unit approximately 74"H x 18"D x 48"W with four shelves.
M3070 | Hamper, Linen, Mobile, w/Lid | 3 | VV | Mobile linen hamper with hand or foot operated lid. Made of heavy tubular stainless steel with heavy gauge welded steel platform. Holds 25" hamper bags. Mounted on ball bearing casters. For linen transport in hospitals and clinics.
M8085 | Lift, Patient, Electric, 600 Lb Cap, Bariatric | 1 | VC | A battery powered patient lift with an adjustable U shaped base and a minimum of 600 pound capacity for bariatric use. Unit comes with a battery charger. The unit is mounted on locking ball bearing casters for safety and stability and may require specialized slings. The database height refers to fully extended lifting arms. Designed for patient lifting and movement.
M8115 | Conditioner, Cold Treatment Pack | 1 | VV | Refrigeration unit for twelve cold therapy packs. Unit features thermostatic temperature control, automatic defrosting and refrigeration grade insulation. Interior chamber is designed to facilitate periodic cleaning. Smaller capacity models are available.
M8120 | Therapy Unit, Hydroculator | 1 | VV | Moist Heat Therapy Unit, also referred as a Hydrocollator Heating Unit, are used to apply effective heat to hot packs used in moist heat therapy. Unit is supplied ready for immediate use and requires no special plumbing. Unit features: stainless steel insulated wall, thermostatically controlled, casters ( mobile units only), and standard size Hot Packs. Other unit sizes and accessories (variety of hot packs, tongs, side table rack, etc.) are available.
M8133 | Ergometer, Upper Body | 1 | VV | Ergometer for measuring upper body exertion during an exercise regimen. The unit consists of a seat and a hand crank mechanism at shoulder height. The unit is used for physical rehabilitation protocols and stress testing. The unit quantifiably measures the effort exerted by the patient.
M8270 | Rack, Pack, Hot/Cold, Wall Mounted | 1 | VV | Wall mounted hot/cold pack rack. Unit is a stainless steel rack used to store and dry cold packs.
M8275 | Pulley, Triplex | 1 | VC | Triplex pulley for physical therapy use. Unit consists of two handles at chest level, two handles at the floor, and two handles suspended from the ceiling. Unit features 20 to 27 pounds of adjustable weights.
M8305 | Platform, Exercise, w/Mat, Powered | 1 | VV | Exercise platform with power height adjustment. The platform rests on one or two pedestal bases which contain the power mechanism for adjusting the table height. The platform top or removable mattress is covered with heavy duty, nylon-reinforced vinyl for durability. The adjustable height feature is designed to accommodate patients who have difficulty sitting or transferring from a wheelchair as well as providing an optimal working height for the physical therapist once the patient is on the table. Larger and smaller units as well as manual crank platform tables are available.
P3100 | Lavatory, Vitreous China, Slab Type | 2 | CC | Wall mounted, slab type, vitreous china, lavatory (approximate bowl size 7"x15"x10") with: faucet holes on 4" centers; gooseneck spout; wrist blade handles; and grid strainer. It shall be suitable for use in clinics, offices, washrooms or patient care area.
2 - OSC53 - OP Occupational Therapist Treatment Station, SCI | 2 - OSC53 - OP Occupational Therapist Treatment Station, SCI | 2 - OSC53 - OP Occupational Therapist Treatment Station, SCI | 2 - OSC53 - OP Occupational Therapist Treatment Station, SCI | 2 - OSC53 - OP Occupational Therapist Treatment Station, SCI
JSN | NAME | QTY | ACQ/INS | DESCRIPTION
A1010 | Telecommunication Outlet | 2 | VV | Telecommunication outlet location.
A1015 | Telephone, Desk, Multiple Line | 1 | VV | Telephone, desk, multiple line.
E0123 | Workstation, Straight, Free Standing, 72" W | 1 | VV | This JSN will provide a whole work station typical to quickly plan work in areas in clinical or administrative spaces. There will be a price decrease if typical work stations are used with vertical hanging strips instead of panels. THIS TYPICAL INCLUDES: 4 Standard Solid Panels 2 Panel Connectors, 2-Way Corner 1 Panel-to-Panel Connector 2 Finished End Hardware 1 Cantilevered, Work Surface 2 Lockable Flipper Units 2 Shelf, Storage/Displays 2 Lights 1 Tack board 1 Tool Rail 1 Paper Tray 1 Diagonal Tray 1 Adjustable Keyboard Tray 1 Mobile Pedestal, Box/File
F0275 | Chair, Swivel, High Back | 1 | VV | Highback contemporary swivel chair, 41" high X 23" wide X 23" deep with five (5) caster swivel base and arms. Chair may be used at desks or in conference rooms. Back and seat are foam padded and upholstered with either woven textile fabric or vinyl.
F0420 | Cabinet, Filing, Lateral, Half Height | 1 | VV | Half height two (2) or three (3) drawer lateral filing cabinet, 28" high X 42" wide X 18" deep with recessed handles, locking device and drawer label holders. Drawers are adaptable to either letter or legal size materials.
F2000 | Basket, Wastepaper, Fire Resistant | 1 | VV | Wastepaper basket, fire resistant, approximately 40 quart capacity. This unit is used to collect and temporarily store small quantities of paper refuse in patient rooms, administrative areas and nursing stations. Size and shape varies depending on the application and manufacturer selected.
M1801 | Computer, Microprocessing, w/Flat Panel Monitor | 1 | VV | Desk top microprocessing computer. The unit shall consist of a central processing mini tower, flat panel monitor, keyboard, mouse and speakers. The system shall have the following minimum characteristics: a 2.8 GHz Pentium processor; 512 MB memory; 80GB hard drive; 32/48x CD-ROMDVD combo; 1.44MB network interface card; video 32 MB NVIDIA; a 18 inch flat panel monitor. The computer is used throughout the facility to input, manipulate and retrieve information.
3 - SB737 - SCI OP OT Clean Utility Room, Lgstcs Svc | 3 - SB737 - SCI OP OT Clean Utility Room, Lgstcs Svc | 3 - SB737 - SCI OP OT Clean Utility Room, Lgstcs Svc | 3 - SB737 - SCI OP OT Clean Utility Room, Lgstcs Svc | 3 - SB737 - SCI OP OT Clean Utility Room, Lgstcs Svc
JSN | NAME | QTY | ACQ/INS | DESCRIPTION
E0906 | Locker, Supply, General, Wall Mtd, 23"W x 20"D | 1 | VV | THIS TYPICAL INCLUDES: 1 Wall Mounted Rail 1 Locked Storage Container 2 Tray/Shelves 1 Drawer, 3"H 3 Drawers, 6"H 2 Drawers, 9"H 1 Tray/Shelf Divider Drawer Organizer Bins Consider the need for an E0921 to transport the locker from place to place.
E0912 | Locker, Supply, Med Surg, Wall Mtd | 1 | VV | Medical/Surgical Supply locker, Wall Mounted, approximately 23"W x 20"D. THIS TYPICAL INCLUDES: 1 Wall Mounted Rail 1 Locked Storage Container 4 Tray/Shelves 5 Drawers, 3"H 2 Drawers, 6"H 2 Tray/Shelf Dividers Drawer Organizer Bins Consider the need for an E0921 to transport the locker from place to place.
E1500 | Rail, MOD, W/MNTD, HX144XD | 1 | VV | Wall mounted rail used for hanging (mounting) lockers, shelves and drawers on a wall.
F2000 | Basket, Wastepaper, Fire Resistant | 1 | VV | Wastepaper basket, fire resistant, approximately 40 quart capacity. This unit is used to collect and temporarily store small quantities of paper refuse in patient rooms, administrative areas and nursing stations. Size and shape varies depending on the application and manufacturer selected.
4 - SB743 - SCI OP OT Soiled Utility Room, Lgstcs Svc | 4 - SB743 - SCI OP OT Soiled Utility Room, Lgstcs Svc | 4 - SB743 - SCI OP OT Soiled Utility Room, Lgstcs Svc | 4 - SB743 - SCI OP OT Soiled Utility Room, Lgstcs Svc | 4 - SB743 - SCI OP OT Soiled Utility Room, Lgstcs Svc
JSN | NAME | QTY | ACQ/INS | DESCRIPTION
A1012 | Telephone, Wall Mounted, 1 Line | 1 | VV | Telephone, wall mounted, 1 line.
A5075 | Dispenser, Soap, Disposable | 1 | VV | Disposable soap dispenser. One-handed dispensing operation. Designed to accommodate disposable soap cartridge and valve.
A5077 | Dispenser, Hand Sanitizer, Hands-Free | 1 | VV | A touch free wall-mounted hand sanitizer dispenser. For use throughout a healthcare facility. Unit does not include the sanitizing liquid. Units are battery operated.
A5080 | Dispenser, Paper Towel, SS, Surface Mounted | 1 | CC | A surface mounted, satin finish stainless steel, single-fold, paper towel dispenser. Dispenser features: tumbler lock; front hinged at bottom; and refill indicator slot. Minimum capacity 400 single-fold paper towels. For general purpose use throughout the facility.
A5106 | Waste Disposal Unit, Sharps w/Glove Dispenser | 1 | VV | The unit is designed for the disposal of sharps and complies with OSHA guidelines for the handling of sharps. It shall house a 5 quart container and be capable of being mounted on a wall. It shall have a glove dispenser attached. The unit shall be secured by a locked enclosure.
C04F0 | Cabinet, U/C/B, 1 Shelf, 2 Half DR, 2 DO, 36x36x22 | 1 | CC | Standing height under counter base cabinet with an adjustable shelf and two half width drawers above solid hinged doors. Also referred to as a combination cabinet or a drawer and cupboard cabinet. For general purpose use throughout the facility.
C05P0 | Cabinet, Sink, U/C/B, 2 Door, 36x48x22 | 1 | CC | Standing height under counter base sink cabinet with solid hinged doors. Also referred to as a double-door sink cabinet. For general purpose use throughout the facility where a sink is to be used. Coordinate actual clear cabinet dimension with the actual outside dimension of sink that is specified to ensure that they are compatible.
CS200 | Sink, SS, Single Compartment, 12x28x16 ID | 1 | CC | Single compartment stainless steel sink, drop-in, self-rimming, ledge-type, connected with a drain and provided with a mixing faucet. It shall also be provided with pre-punched fixture holes on 4" center, integral back ledge to accommodate deck-mounted fixtures, brushed/polished interior and top surfaces, and sound deadened. Recommended for use in suspended or U/C/B sink cabinets having a high plastic laminate or Chemsurf laminate countertop/work surface. Coordinate actual outside sink dimensions with the actual clear dimension of cabinet specified to ensure that they are compatible. For general purpose use throughout the facility.
CT050 | Countertop, Stainless Steel | 1 | CC | Stainless steel countertop (composition of heavy-gauge Type No. 304 stainless steel) having a smooth satin finish and integral 4" backsplash/curb. Also referred to as a corrosion-resistant steel work surface or work top. Available in various depths. Used in areas where excellent ease of cleaning, abrasion resistance, bacteria resistance, impact resistance, load capacity and moisture resistance, are of concern. Pricing based upon a 24" depth.
F2020 | Can, Trash, 44 Gallon | 1 | VV | Forty four (44) gallon trash can, 32" high X 24" diameter, with lid. Used to collect and transport refuse from a point of origin to point of disposal (example: from soiled utility or a nursing unit to the trash compactor at housekeeping).
P2000 | Eyewash, Wall Mounted, Hands-Free | 1 | CC | Wall mounted emergency eye wash station. The flow of water from the unit is activated by hand. Upon initiation of water flow the unit will operate hands free to provide streams of water to clear foreign particles or dilute caustic liquids from the eyes in emergency situations. Used in laboratories and areas of the hospital where employees are subject to foreign bodies or liquid material to the eyes.
P2450 | Valve, Mixing, Thermostatic | 1 | CC | Thermostatic mixing valve with washout hose. Used with portable whirlpool equipment. Thermostatic valve is used to maintain temperature between 70 and 110 degree Fahrenheit, with a flow rate of 20 gallons a minute. The washout hose assembly is used to wash out tanks after treatment. Used in physical therapy department to provide comfortable water temperature for patient treatments.
P3100 | Lavatory, Vitreous China, Slab Type | 1 | CC | Wall mounted, slab type, vitreous china, lavatory (approximate bowl size 7"x15"x10") with: faucet holes on 4" centers; gooseneck spout; wrist blade handles; and grid strainer. It shall be suitable for use in clinics, offices, washrooms or patient care area.
5 - OSC54 - OP OT Equipment Storage Room, SCI | 5 - OSC54 - OP OT Equipment Storage Room, SCI | 5 - OSC54 - OP OT Equipment Storage Room, SCI | 5 - OSC54 - OP OT Equipment Storage Room, SCI | 5 - OSC54 - OP OT Equipment Storage Room, SCI
JSN | NAME | QTY | ACQ/INS | DESCRIPTION
A1010 | Telecommunication Outlet | 1 | VV | Telecommunication outlet location.
M2055 | Shelving, Storage, Wire, CRS, w/Adjustable Shelves | 6 | VV | Stationary, wire, shelving unit. Unit has fully adjustable shelves constructed of stainless steel. For use in general purpose storage areas. Shelving is provided in various sizes and configurations. Price provided is for a unit approximately 74"H x 18"D x 48"W with four shelves.
34 - SCI/D CENTER OUTPATIENT ACTIVITIES OF DAILY LIVING (OP-ADL) AREA | 34 - SCI/D CENTER OUTPATIENT ACTIVITIES OF DAILY LIVING (OP-ADL) AREA | 34 - SCI/D CENTER OUTPATIENT ACTIVITIES OF DAILY LIVING (OP-ADL) AREA | 34 - SCI/D CENTER OUTPATIENT ACTIVITIES OF DAILY LIVING (OP-ADL) AREA | 34 - SCI/D CENTER OUTPATIENT ACTIVITIES OF DAILY LIVING (OP-ADL) AREA
1 - OSC61 - OP ADL Kitchen, SCI | 1 - OSC61 - OP ADL Kitchen, SCI | 1 - OSC61 - OP ADL Kitchen, SCI | 1 - OSC61 - OP ADL Kitchen, SCI | 1 - OSC61 - OP ADL Kitchen, SCI
JSN | NAME | QTY | ACQ/INS | DESCRIPTION
A5075 | Dispenser, Soap, Disposable | 2 | VV | Disposable soap dispenser. One-handed dispensing operation. Designed to accommodate disposable soap cartridge and valve.
A5082 | Dispenser, Paper Towel, Sensor, Hands Free | 2 | CC | A surface mounted, sensor activated, automatic, roll paper towel dispenser. The unit dispenses a paper towel automatically only when hands are place in position below the dispenser for maximum sanitation and hygiene. May include adjustable settings for sheet length, time delay, and sensor range. Unit is battery operated or with optional AC power adapter.
C04E0 | Cabinet, U/C/B, 1 Shelf, 1 Drawer, 2 DO, 36x36x22 | 2 | CC | Standing height under counter base cabinet with an adjustable shelf and a full width drawer above solid hinged doors. Also referred to as a combination cabinet or a drawer and cupboard cabinet. For general purpose use throughout the facility.
C05P0 | Cabinet, Sink, U/C/B, 2 Door, 36x48x22 | 1 | CC | Standing height under counter base sink cabinet with solid hinged doors. Also referred to as a double-door sink cabinet. For general purpose use throughout the facility where a sink is to be used. Coordinate actual clear cabinet dimension with the actual outside dimension of sink that is specified to ensure that they are compatible.
CB020 | Cabinet, W/H, 2 Shelf, 1 DO, Sloping Top, 38x24x13 | 1 | CC | Wall hung cabinet with two adjustable shelves, solid right or left-hinged door (appropriate door hinge configuration to be indicated on equipment elevation drawings), and sloping top. Also referred to as a solid hinged single door case. For general purpose use throughout the facility.
CS230 | Sink, SS, Double Compartment, 10x14x16 ID | 1 | CC | Double compartment stainless steel sink, drop-in, self-rimming, ledge-type, connected with a drain and provided with a mixing faucet. It shall also be provided with pre-punched fixture holes on 4" center, integral back ledge to accommodate deck-mounted fixtures, brushed/polished interior and top surfaces, and sound deadened. Recommended for use in suspended or U/C/B sink cabinets having a high plastic laminate or Chemsurf laminate countertop/work surface. Coordinate actual outside sink dimensions with the actual clear dimension of cabinet specified to ensure that they are compatible. For general purpose use throughout the facility.
CT020 | Countertop, Solid Surface | 3 | CC | A solid, nonporous countertop with a smooth seamless appearance. Easy to clean and maintain and with proper cleaning does not support the growth of mold. An acrylic-based solid surface product. Standard thickness of 1", and a 4" butt backsplash/curb. Also referred to as a work surface or work top. Available in a choice of colors and depths. Used in lab and other hospital areas requiring optimum physical and chemical resisting properties.
F2010 | Basket, Wastepaper, Step-On | 1 | VV | "Step-on" wastepaper basket with inner liner and foot petal activated flip top.
K1552 | Brewer, Coffee, Auto, Elect, 3 Burner, Front/Back | 1 | VV | Space saving front to back automatic coffee maker. This unit includes a heating tank, connection for a cold water supply, decanter service with three burners, funnel and a water flow controller. The unit is used for semi-automatic coffee brewing in cafeterias and commercial institutions. The unit automatically shuts off the water flow when enough has passed through to fill the pot. The unit is normally provided plumbed with a hot water faucet to the side for making other hot drinks (tea, cider, cocoa, etc.). The database height dimension does not include the clearance for coffee decanters warming on the upper burners.
K2515 | Dishwasher, Household | 1 | CC | Household dishwasher. The unit features several wash cycles for different types of tableware, electronic or push button controls, a sound insulation package, an integral filter and disposal unit and adjustable racks. This unit is used for light work in a laboratory or patient rehabilitation in daily living area of occupational therapy.
K4665 | Oven, Microwave, Consumer | 1 | VV | Counter mounted microwave oven for average duty use. The exterior cabinet can be metal or heavy duty impact resistant plastic. The oven delivers instant energy for rapid heating, defrosting or prime cooking. The oven has touch pad controls, digital timer, power level selector and preprogrammed selectors for commonly cooked items. This oven is commonly found in staff lounges.
K4700 | Range, w/Oven, Gas | 1 | CC | Gas range with a standard or convection oven. The unit features a stainless steel front and top with painted sides; stainless steel sides are available. The range top can have a variety of configurations. The database specifications and pricing are for a six burner basic range with three burners in front and three burners in the rear. The oven has five matched rack position guides and three racks. The gas connections may be via a front or rear manifold. Different models have specific installation requirements, clearances from combustible materials and installation restrictions. Refer to the manufacturers' technical sheets. The database height dimension does not include the riser for an above range shelf. The database electrical specifications are for automatic pilot lighting. The unit is used in hospital food service operations.
M2300 | Washer, Clothes, Automatic | 1 | VV | Large capacity automatic clothes washer with a heavy duty motor. The unit's control system programs load, cycle time, spin speed, fabric, water level and water temperature. The washer includes a bleach and/or fabric softener dispenser and a filter ring for trapping lint.
M2400 | Dryer, Clothes, Automatic, Electric, Household | 1 | VV | Automatic clothes dryer. Electric unit features automatic sensi-dry control with setting for different kinds of fabrics, timed cycle, removable lint filter, drum interior light and enamel finish.
P2100 | Disposal, Garbage, 2 HP Motor | 1 | CC | Garbage disposal. A two (2) horsepower versatile waste disposal unit suitable for facilities where 500 to 1000 meals are prepared and served daily. Requires eight (8) gallons per minute water flow rate, and outlet flange tapped for a two (2) inch pipe. Unit will have a manual reversing switch and shall comply with MIL SPEC No. MIL-G-15840. Multiple electrical configurations are available.
P8710 | Utility Center, Plumbing Connection | 1 | CC | Plumbing connection utility center, sometimes referred to as a 'GUY GRAY BOX'. This recessed utility center provides for hot and cold water connections and a drain connection at sink and other equipment locations. The utility center includes cutoff valves for the water connections, a plug seal for the drain and an outside cover to provide an aesthetic appearance when connections are no longer required. This center may be installed in locations where no plumbing fixtures are included in a design as a future flexibility device, saving many dollars for later facility modifications to incorporate sinks as functions change.
R7250 | Refrigerator/Freezer, 20 Cubic Feet | 1 | VV | Refrigerator/freezer unit. This type unit includes a food saver system that helps keep food fresher. It also includes roll out wheels and is equipped for an optional automatic icemaker. This unit is of commercial or residential design and use.
2 - OSC62 - OP ADL Bathroom, SCI | 2 - OSC62 - OP ADL Bathroom, SCI | 2 - OSC62 - OP ADL Bathroom, SCI | 2 - OSC62 - OP ADL Bathroom, SCI | 2 - OSC62 - OP ADL Bathroom, SCI
JSN | NAME | QTY | ACQ/INS | DESCRIPTION
A1066 | Mirror, Float Glass, With SS Frame | 1 | CC | A high quality 1/4" polished float glass mirror 36X18, framed in a one-piece, bright polished, stainless steel channel frame with 90° mitered corners. All edges of the mirror are protected by absorbing filler strips. Mirror has a galvanized steel back with integral horizontal hanging brackets and wall hanger for concealed mounting. For mounting above single wall mounted lavatories located in toilet areas, Doctors examination offices, etc. May also be used above double lavatories, either wall or countertop mounted, found in restroom areas.
A5030 | Bench, Stall, Shower, Built In | 1 | CC | Shower bench; built-in. Eighteen (18) gauge stainless steel frame with anchors built-in into the wall. Size and shape as required.
A5075 | Dispenser, Soap, Disposable | 1 | VV | Disposable soap dispenser. One-handed dispensing operation. Designed to accommodate disposable soap cartridge and valve.
A5077 | Dispenser, Hand Sanitizer, Hands-Free | 1 | VV | A touch free wall-mounted hand sanitizer dispenser. For use throughout a healthcare facility. Unit does not include the sanitizing liquid. Units are battery operated.
A5082 | Dispenser, Paper Towel, Sensor, Hands Free | 1 | CC | A surface mounted, sensor activated, automatic, roll paper towel dispenser. The unit dispenses a paper towel automatically only when hands are place in position below the dispenser for maximum sanitation and hygiene. May include adjustable settings for sheet length, time delay, and sensor range. Unit is battery operated or with optional AC power adapter.
A5109 | Grab Bar, 1-1/4" Dia., SS, 2 Wall, W/C Accessible | 2 | CC | A 1-1/4" diameter, satin finish stainless steel, peened gripping surface, 2 wall toilet stall/ room, grab bar with concealed mounting flanges. Snap over flanges are provided to conceal mounting screws. A selection of mounting kits and concealed anchor devices are available from the manufacturers for different types of installations. Grab bar shall comply with barrier-free accessibility guidelines for structural strength. For typical water closet applications in toilet stalls and rooms where ADA (American's With Disabilities Act) requirements must be met.
A5110 | Grab Bar, 1-1/4" Dia., SS, 2 Wall, Shower Use | 5 | CC | A 1-1/4" diameter, satin finish stainless steel, peened gripping surface, 2 wall shower, grab bar with concealed mounting flanges. Snap over flanges are provided to conceal mounting screws. A selection of mounting kits and concealed anchor devices are available from the manufacturers for different types of installations. Grab bar shall comply with barrier-free accessibility guidelines for structural strength. For typical applications in shower stalls where ADA (American's With Disabilities Act) requirements must be met.
A5145 | Hook, Garment, Double, SS, Surface Mounted | 1 | CC | A surface mounted, satin finish stainless steel, double garment hook. Equipped with a concealed mounting bracket that is secured to a concealed wall plate. For general purpose use throughout the facility to hang various items of apparel.
A5175 | Soap Dish, With Bar, SS, Recessed | 1 | CC | A recessed mounted, satin finish stainless steel, soap dish with bar. Soap dish furnished with retaining lip and mounting clamp for installation in stud walls or countertop aprons. For general purpose use in shower stalls or at bathtub locations.
A5200 | Dispenser, Toilet Tissue, SS, 2-Roll, Surface Mntd | 1 | CC | A concealed surface mounted, double roll, satin finish stainless steel, toilet tissue dispenser. Unit accommodates two standard-core toilet tissue rolls through 5" in diameter. Spindles are chrome plated plastic with a heavy-duty internal spring and turn freely for non-controlled delivery. For general purpose use in restrooms.
CT025 | Countertop, Solid Surface with Sink Combination | 1 | CC | A solid, nonporous countertop approximately 36"W x 22"D with a undercounter sink combination. The countertop is an acrylic-based solid surface product with a standard thickness of 1", and a 4" butt backsplash/curb. Surfaces will be easy to clean and maintain. Also referred to as a work surface or work top with sink. Available in a choice of colors, depths and sink shapes. Used for various applications in patient rooms, restrooms and throughout the facility. Usually a part of a casework interior design program. Unit does not include the drain and faucet.
F2010 | Basket, Wastepaper, Step-On | 1 | VV | "Step-on" wastepaper basket with inner liner and foot petal activated flip top.
M3070 | Hamper, Linen, Mobile, w/Lid | 1 | VV | Mobile linen hamper with hand or foot operated lid. Made of heavy tubular stainless steel with heavy gauge welded steel platform. Holds 25" hamper bags. Mounted on ball bearing casters. For linen transport in hospitals and clinics.
P1050 | Bathtub, Patient | 1 | CC | White acrylic bathtub used for patient bathing. Includes drain and skirt.
P5040 | Shower, Single, Hand-Held | 1 | CC | A complete, barrier-free, single hand-held, personal shower system. The shower system includes: pressure balanced mixing valve with high temperature limit stop; personal hand shower; shower hose; wall supply; and slide bar. For general purpose use throughout the facility in shower stalls.
P9050 | Toilet, Wall Hung, Siphon Jet | 1 | CC | Siphon jet water closet/ toilet. This unit is wall hung with an elongated bowl, top spud flushometer, seat with open front and check hinge, and carrier. Used in restrooms throughout the health care facility.
3 - OSC63 - OP ADL Laundry Room, SCI | 3 - OSC63 - OP ADL Laundry Room, SCI | 3 - OSC63 - OP ADL Laundry Room, SCI | 3 - OSC63 - OP ADL Laundry Room, SCI | 3 - OSC63 - OP ADL Laundry Room, SCI
JSN | NAME | QTY | ACQ/INS | DESCRIPTION
A5075 | Dispenser, Soap, Disposable | 1 | VV | Disposable soap dispenser. One-handed dispensing operation. Designed to accommodate disposable soap cartridge and valve.
A5080 | Dispenser, Paper Towel, SS, Surface Mounted | 1 | CC | A surface mounted, satin finish stainless steel, single-fold, paper towel dispenser. Dispenser features: tumbler lock; front hinged at bottom; and refill indicator slot. Minimum capacity 400 single-fold paper towels. For general purpose use throughout the facility.
A5160 | Shelf, 8" Depth, SS, Surface Mounted | 4 | CC | A surface mounted, satin finish, stainless steel shelf with a minimum depth of 8". Mounting brackets are welded to shelf. Shelf is available in various widths. For general purpose use in scrub areas/rooms or other areas of the facility where a SS shelf is required. Pricing based upon a 36" width.
C03A0 | Cabinet, U/C/B, Open, 2 Shelf, 36x30x22 | 1 | CC | Standing height under counter, steel base cabinet, open, with two adjustable shelves. Also referred to as an open cabinet. For general purpose use throughout the facility.
CT020 | Countertop, Solid Surface | 1 | CC | A solid, nonporous countertop with a smooth seamless appearance. Easy to clean and maintain and with proper cleaning does not support the growth of mold. An acrylic-based solid surface product. Standard thickness of 1", and a 4" butt backsplash/curb. Also referred to as a work surface or work top. Available in a choice of colors and depths. Used in lab and other hospital areas requiring optimum physical and chemical resisting properties.
F0295 | Chair, Stacking | 1 | VV | Stacking chair, approximately 34" H X 21" W X 24" D. May be stacked up to 20 high depending upon the model selected. These chairs are intended primarily as overflow capacity for conference rooms.
F2017 | Waste Receptacle, 24 GAL | 1 | VV | Rectangular steel waste receptacle with step-on lid and 24 gallon capacity. The receptacle is used to collect and temporarily store small quantities of paper refuse. Can be used in restrooms, patient areas, laboratories, pharmacies, etc.
M2300 | Washer, Clothes, Automatic | 2 | VV | Large capacity automatic clothes washer with a heavy duty motor. The unit's control system programs load, cycle time, spin speed, fabric, water level and water temperature. The washer includes a bleach and/or fabric softener dispenser and a filter ring for trapping lint.
M2400 | Dryer, Clothes, Automatic, Electric, Household | 2 | VV | Automatic clothes dryer. Electric unit features automatic sensi-dry control with setting for different kinds of fabrics, timed cycle, removable lint filter, drum interior light and enamel finish.
P1965 | Eyewash, Eye/Face, Sink Mounted, Hands-free | 1 | CC | A sink mounted eyewash station. The unit is designed for emergency eye and face rinsing from soft flow dual spray-heads. The Flow must be activated by the single momentary action and remain on until terminated.
P2451 | Valve, Mixing, Thermostatic, Eyewash | 1 | CC | Emergency tempering valve thermostatically mixes hot and cold water to provide a safe fluid supply for a single emergency eye/face wash with a flow rate of 10 gpm (38.8L)
4 - OSC64 - OP ADL Bedroom, SCI | 4 - OSC64 - OP ADL Bedroom, SCI | 4 - OSC64 - OP ADL Bedroom, SCI | 4 - OSC64 - OP ADL Bedroom, SCI | 4 - OSC64 - OP ADL Bedroom, SCI
JSN | NAME | QTY | ACQ/INS | DESCRIPTION
A1010 | Telecommunication Outlet | 2 | VV | Telecommunication outlet location.
A1200 | Lift System, Overhead, Patient Room | 1 | VC | An overhead rail system specifically designed for patient lifting and movement for a single bed patient room. The system will consist of recessed or ceiling mounted primary and secondary rails, lift motor with rolling carriage, patient harness or seat, and a hand controller or control box with charger. System will facilitate lifting and movement of patient to and from bed to gurney, chair or other requirement. Minimum lift capability is 550 pounds. Custom design of track layout by manufacturer is essential to meet individual facility requirements.
A5108 | Waste Disposal Unit, Sharps | 1 | VV | A container for collecting and transporting syringes and other sharps for decontamination and disposal. Available in 2 gallon and 8 gallon with locking rotor. Complies with OSHA regulations for handling sharps.
A5145 | Hook, Garment, Double, SS, Surface Mounted | 1 | CC | A surface mounted, satin finish stainless steel, double garment hook. Equipped with a concealed mounting bracket that is secured to a concealed wall plate. For general purpose use throughout the facility to hang various items of apparel.
A5180 | Track, Cubicle, Surface Mounted, With Curtain | 9 | VV | Surface mounted cubicle track, with curtain. Track constructed of thick extruded aluminum. Equipped with self lubricating carriers, beaded drop chain hooks, and flame resistant curtain. To include removable end caps. Designed to be suspended around patient areas where privacy is needed. Price listed is per foot of the track, curtains to be priced per quote.
A5212 | Bracket, Television, Wall-Mounted, Tilt/Angle | 1 | VV | A wall mounted, tilt/angled TV bracket for 37" to 80" TVs. Mount will be a universal and VESA compliant unit with a load capacity of up to 130 lbs.
A5220 | Bracket, Television, Wall Backing | 1 | CC | Wall mounted television bracket backing which provides additional support and strength for the installation of the television bracket. Option available for interior or exterior plate and sized for 12” 16” or 24” stud spacing.
A6046 | Artwork, Decorative, With Frame | 1 | VV | This JSN is to be used for determining and defining location of decorative artwork.
C0025 | Cabinet, Wardrobe, 1 Door, 84x24x22 | 1 | CC | Wardrobe cabinet with a fixed shelf, clothing rod, and a solid or louvered right or left-hinged door (appropriate door hinge configuration to be indicated on the equipment elevation drawings), an optional locking door is available. Also referred to as a wardrobe case, unit or storage unit. Used for storage of clothing and personal items.
CT025 | Countertop, Solid Surface with Sink Combination | 1 | CC | A solid, nonporous countertop approximately 36"W x 22"D with a undercounter sink combination. The countertop is an acrylic-based solid surface product with a standard thickness of 1", and a 4" butt backsplash/curb. Surfaces will be easy to clean and maintain. Also referred to as a work surface or work top with sink. Available in a choice of colors, depths and sink shapes. Used for various applications in patient rooms, restrooms and throughout the facility. Usually a part of a casework interior design program. Unit does not include the drain and faucet.
F0096 | Wardrobe, Vestment, Built In | 1 | VV | Vestment wardrobe. This unit must be custom designed to conform to built-in requirements. Surfaced inside and out with high-pressure plastic laminates.
F0205 | Chair, Side With Arms | 1 | VV | Upholstered side chair, 32" high X 21" wide X 23" deep with arms, padded seats and padded backs. Seat height is a minimum of 17". Available with or without sled base.
F0315 | Chair, Sleeper | 1 | VV | Sleeper chair, 39" high X 36" wide X 74" deep (as a bed). Chair designed to convert (either fold-out or reclining) into a temporary bed used by either hospital staff or a patient's immediate family.
F0355 | Footstool, Straight | 1 | VV | Step stool. Used to assist patients getting on and off exam or surgical tables. Fitted with electrically conductive rubber tips.
F0355 | Footstool, Straight | 1 | VV | Step stool. Used to assist patients getting on and off exam or surgical tables. Fitted with electrically conductive rubber tips.
F0370 | Sofa, Sleeper, Upholstered | 1 | VV | A sleeper sofa with a highly durable, stain resistant and long lasting fabric upholstery. The sleeper sofa will be designed to limit its footprint when in the sleep configuration to approximately that in the sofa configuration. The unit is used in hospital patient rooms and hospital staff lounges. Unit will also include drawer storage for linens.
F0400 | Cabinet, Bedside, Door, Drawer | 1 | VV | Bedside cabinet for storage of both the patient's personal items and small patient support items. Approximately 31" high X 21" wide X 19" deep with one (1) drawer and one (1) closed storage closet. Drawer is removable so interior can be sanitized. May come in a 3 drawer version.
F0400 | Cabinet, Bedside, Door, Drawer | 1 | VV | Bedside cabinet for storage of both the patient's personal items and small patient support items. Approximately 31" high X 21" wide X 19" deep with one (1) drawer and one (1) closed storage closet. Drawer is removable so interior can be sanitized. May come in a 3 drawer version.
F0740 | Table, Occasional, Lamp | 2 | VV | Occasional lamp table (end table) approximately 20" high X 27" wide X 27" deep with choice of finishes (wood, oak veneer, or high pressure laminate).
F2010 | Basket, Wastepaper, Step-On | 1 | VV | "Step-on" wastepaper basket with inner liner and foot petal activated flip top.
F2406 | Bed, Residential, Long Term Care | 1 | VV | Home environment style bed, aluminum frame, twin size, with head and foot board. Bed has patient control panel with ergonomic sections for resident comfort, IV rod insertion slots, safety rails, four locking brakes. Bed should move up and down to facilitate easy resident access. Mattress is not included in pricing.
F2420 | Lamp, Table, With Shade | 2 | VV | Table lamp, 27-34" high X 6" wide X 6" deep with linen shade. Convenience outlet required at point of use.
F3050 | Whiteboard, Dry Erase | 1 | VV | Whiteboard unit, approximately 36" H x 48" W consisting of a white porcelain enamel writing surface with an attached chalk tray. Magnetic surface available. Image can be easily removed with a standard chalkboard eraser. For use with water color pens. Unit is ready to hang.
F3200 | Clock, Battery, 12" Diameter | 1 | VV | Clock, 12" diameter. Round surface, easy to read numbers with sweep second hand. Wall mounted unit for use when impractical to install a fully synchronized clock system. Battery operated, (batteries not included).
5 - OSC65 - OP ADL Patient Closet, SCI | 5 - OSC65 - OP ADL Patient Closet, SCI | 5 - OSC65 - OP ADL Patient Closet, SCI | 5 - OSC65 - OP ADL Patient Closet, SCI | 5 - OSC65 - OP ADL Patient Closet, SCI
JSN | NAME | QTY | ACQ/INS | DESCRIPTION
E0818 | Module, Wardrobe, Extended, Patient Bedroom - Family | 1 | VV | A module of a wardrobe and cabinets for use in patient bedrooms. The unit is custom configured and will have a swing door wardrobe, a desk and various storage units with overhead cabinet and shelf. The unit will be approximately 120"W x 20" D x 84" H. The wardrobe will have a top shelf with a coat rod. The module price and dimensions are for items identified in the PDF document. Many different configurations are available. Overhead lights may also be added to the module
6 - OSC66 - OP ADL Staff Treatment Station, SCI | 6 - OSC66 - OP ADL Staff Treatment Station, SCI | 6 - OSC66 - OP ADL Staff Treatment Station, SCI | 6 - OSC66 - OP ADL Staff Treatment Station, SCI | 6 - OSC66 - OP ADL Staff Treatment Station, SCI
JSN | NAME | QTY | ACQ/INS | DESCRIPTION
A1010 | Telecommunication Outlet | 2 | VV | Telecommunication outlet location.
A1015 | Telephone, Desk, Multiple Line | 1 | VV | Telephone, desk, multiple line.
E0123 | Workstation, Straight, Free Standing, 72" W | 1 | VV | This JSN will provide a whole work station typical to quickly plan work in areas in clinical or administrative spaces. There will be a price decrease if typical work stations are used with vertical hanging strips instead of panels. THIS TYPICAL INCLUDES: 4 Standard Solid Panels 2 Panel Connectors, 2-Way Corner 1 Panel-to-Panel Connector 2 Finished End Hardware 1 Cantilevered, Work Surface 2 Lockable Flipper Units 2 Shelf, Storage/Displays 2 Lights 1 Tack board 1 Tool Rail 1 Paper Tray 1 Diagonal Tray 1 Adjustable Keyboard Tray 1 Mobile Pedestal, Box/File
F0275 | Chair, Swivel, High Back | 1 | VV | Highback contemporary swivel chair, 41" high X 23" wide X 23" deep with five (5) caster swivel base and arms. Chair may be used at desks or in conference rooms. Back and seat are foam padded and upholstered with either woven textile fabric or vinyl.
F0420 | Cabinet, Filing, Lateral, Half Height | 1 | VV | Half height two (2) or three (3) drawer lateral filing cabinet, 28" high X 42" wide X 18" deep with recessed handles, locking device and drawer label holders. Drawers are adaptable to either letter or legal size materials.
F2000 | Basket, Wastepaper, Fire Resistant | 1 | VV | Wastepaper basket, fire resistant, approximately 40 quart capacity. This unit is used to collect and temporarily store small quantities of paper refuse in patient rooms, administrative areas and nursing stations. Size and shape varies depending on the application and manufacturer selected.
M1801 | Computer, Microprocessing, w/Flat Panel Monitor | 1 | VV | Desk top microprocessing computer. The unit shall consist of a central processing mini tower, flat panel monitor, keyboard, mouse and speakers. The system shall have the following minimum characteristics: a 2.8 GHz Pentium processor; 512 MB memory; 80GB hard drive; 32/48x CD-ROMDVD combo; 1.44MB network interface card; video 32 MB NVIDIA; a 18 inch flat panel monitor. The computer is used throughout the facility to input, manipulate and retrieve information.
35 - SCI/D CENTER OUTPATIENT (OP) THERAPY SUPPORT AREA | 35 - SCI/D CENTER OUTPATIENT (OP) THERAPY SUPPORT AREA | 35 - SCI/D CENTER OUTPATIENT (OP) THERAPY SUPPORT AREA | 35 - SCI/D CENTER OUTPATIENT (OP) THERAPY SUPPORT AREA | 35 - SCI/D CENTER OUTPATIENT (OP) THERAPY SUPPORT AREA
1 - SB071 - SCI OP Accessible Therapy Waiting, Bldg Sprt | 1 - SB071 - SCI OP Accessible Therapy Waiting, Bldg Sprt | 1 - SB071 - SCI OP Accessible Therapy Waiting, Bldg Sprt | 1 - SB071 - SCI OP Accessible Therapy Waiting, Bldg Sprt | 1 - SB071 - SCI OP Accessible Therapy Waiting, Bldg Sprt
JSN | NAME | QTY | ACQ/INS | DESCRIPTION
A5077 | Dispenser, Hand Sanitizer, Hands-Free | 1 | VV | A touch free wall-mounted hand sanitizer dispenser. For use throughout a healthcare facility. Unit does not include the sanitizing liquid. Units are battery operated.
A5210 | Bracket, Television, Wall Mounted, w/Adjust Arm | 1 | VV | Wall mounted television bracket with adjustable arm. Consists of movable arm with minimum 120 degree swivel. Designed for holding wall mounted, flat panel television units in patient rooms.
A5220 | Bracket, Television, Wall Backing | 1 | CC | Wall mounted television bracket backing which provides additional support and strength for the installation of the television bracket. Option available for interior or exterior plate and sized for 12” 16” or 24” stud spacing.
A6046 | Artwork, Decorative, With Frame | 1 | VV | This JSN is to be used for determining and defining location of decorative artwork.
F0206 | Chair, Side, Bariatric, With Arms | 1 | VV | A bariatric side chair with arms for use in a waiting room, lobby or other patient area. Chair will have a padded seat and back and have a capacity of 800 pounds.
F0305 | Chair, Waiting Room, Single | 4 | VV | Single seat waiting room chair with foam padded seat and back. Upholstered with either woven fabric textile or vinyl. Arms and floor glides included.
F2000 | Basket, Wastepaper, Fire Resistant | 1 | VV | Wastepaper basket, fire resistant, approximately 40 quart capacity. This unit is used to collect and temporarily store small quantities of paper refuse in patient rooms, administrative areas and nursing stations. Size and shape varies depending on the application and manufacturer selected.
F2300 | Rack, Magazine, Wall Mounted | 1 | VV | Wall mounted magazine rack with nine (9) magazine holding compartments.
F3200 | Clock, Battery, 12" Diameter | 1 | VV | Clock, 12" diameter. Round surface, easy to read numbers with sweep second hand. Wall mounted unit for use when impractical to install a fully synchronized clock system. Battery operated, (batteries not included).
M0506 | Television, Flat Screen | 1 | VV | Flat screen television with approximately 32'" to 40' diagonal screen size. The TV will have built-in speakers, NTSC tuner, a 16:9 wide screen aspect ratio, a minimum of 1280 x 768 resolution and a remote control.
2 - SC183 - SCI OP Therapy Reception, Clncl Sprt | 2 - SC183 - SCI OP Therapy Reception, Clncl Sprt | 2 - SC183 - SCI OP Therapy Reception, Clncl Sprt | 2 - SC183 - SCI OP Therapy Reception, Clncl Sprt | 2 - SC183 - SCI OP Therapy Reception, Clncl Sprt
JSN | NAME | QTY | ACQ/INS | DESCRIPTION
A1015 | Telephone, Desk, Multiple Line | 1 | VV | Telephone, desk, multiple line.
A6105 | Counter, Reception Control, Built-In | 1 | CC | Counter, control, inpatient, built-in. Consists of two 18” wide base cabinets with two drawers and file drawer, two 30” wide pencil drawers and two 18” wide base cabinet with four drawers. The countertop shall be a composition of wood particle core with plastic laminate surface having a hard smooth surface finish, standard thickness of 1” and a 4” butt backsplash/curb. Pricing based on a 30" depth.
F0275 | Chair, Swivel, High Back | 1 | VV | Highback contemporary swivel chair, 41" high X 23" wide X 23" deep with five (5) caster swivel base and arms. Chair may be used at desks or in conference rooms. Back and seat are foam padded and upholstered with either woven textile fabric or vinyl.
F2000 | Basket, Wastepaper, Fire Resistant | 1 | VV | Wastepaper basket, fire resistant, approximately 40 quart capacity. This unit is used to collect and temporarily store small quantities of paper refuse in patient rooms, administrative areas and nursing stations. Size and shape varies depending on the application and manufacturer selected.
M1801 | Computer, Microprocessing, w/Flat Panel Monitor | 1 | VV | Desk top microprocessing computer. The unit shall consist of a central processing mini tower, flat panel monitor, keyboard, mouse and speakers. The system shall have the following minimum characteristics: a 2.8 GHz Pentium processor; 512 MB memory; 80GB hard drive; 32/48x CD-ROMDVD combo; 1.44MB network interface card; video 32 MB NVIDIA; a 18 inch flat panel monitor. The computer is used throughout the facility to input, manipulate and retrieve information.
3 - SC165 - SCI OP Therapy Patient Check-in Kiosk, Clncl Sprt | 3 - SC165 - SCI OP Therapy Patient Check-in Kiosk, Clncl Sprt | 3 - SC165 - SCI OP Therapy Patient Check-in Kiosk, Clncl Sprt | 3 - SC165 - SCI OP Therapy Patient Check-in Kiosk, Clncl Sprt | 3 - SC165 - SCI OP Therapy Patient Check-in Kiosk, Clncl Sprt
JSN | NAME | QTY | ACQ/INS | DESCRIPTION
M1890 | Kiosk, Educational, Stand-Up | 1 | VV | A free standing Kiosk providing educational information for patients. The kiosk will, as a minimum, include a computer, an LCD display of approximately 19" with a touch screen, keyboard with track ball, speakers, printer, card reader, bar code scanner and housed in a durable steel enclosure. The unit will contain all necessary software packages to satisfy a wide spectrum of information distribution. Final configuration of kiosk will be determined at time of purchase.
4 - SB144 - SCI OP Therapy Patient Toilet, Bldg Sprt | 4 - SB144 - SCI OP Therapy Patient Toilet, Bldg Sprt | 4 - SB144 - SCI OP Therapy Patient Toilet, Bldg Sprt | 4 - SB144 - SCI OP Therapy Patient Toilet, Bldg Sprt | 4 - SB144 - SCI OP Therapy Patient Toilet, Bldg Sprt
JSN | NAME | QTY | ACQ/INS | DESCRIPTION
A1067 | Mirror, Float Glass, ADA Accessible | 1 | CC | A high quality 1/4" polished float glass mirror with a stainless steel frame. Frame holds mirror in a tilted position for accessibility and compliance with ADA requirements. Mirror has a galvanized steel back secured to frame with concealed screws with integral horizontal hanging brackets. Mirror shall be approximately 18" wide and 36" high. Other sizes are available.
A5075 | Dispenser, Soap, Disposable | 1 | VV | Disposable soap dispenser. One-handed dispensing operation. Designed to accommodate disposable soap cartridge and valve.
A5082 | Dispenser, Paper Towel, Sensor, Hands Free | 1 | CC | A surface mounted, sensor activated, automatic, roll paper towel dispenser. The unit dispenses a paper towel automatically only when hands are place in position below the dispenser for maximum sanitation and hygiene. May include adjustable settings for sheet length, time delay, and sensor range. Unit is battery operated or with optional AC power adapter.
A5090 | Disposal, Sanitary Napkin, SS, Surface Mounted | 1 | CC | A surface mounted, satin finish stainless steel, sanitary napkin disposal. Disposal features a flip-up cover, secured to the container by a heavy duty stainless steel piano-hinge. Disposal may be secured to wall or toilet partition. For general purpose use in female toilet stalls or rooms and uni-sex toilet rooms.
A5109 | Grab Bar, 1-1/4" Dia., SS, 2 Wall, W/C Accessible | 1 | CC | A 1-1/4" diameter, satin finish stainless steel, peened gripping surface, 2 wall toilet stall/ room, grab bar with concealed mounting flanges. Snap over flanges are provided to conceal mounting screws. A selection of mounting kits and concealed anchor devices are available from the manufacturers for different types of installations. Grab bar shall comply with barrier-free accessibility guidelines for structural strength. For typical water closet applications in toilet stalls and rooms where ADA (American's With Disabilities Act) requirements must be met.
A5145 | Hook, Garment, Double, SS, Surface Mounted | 1 | CC | A surface mounted, satin finish stainless steel, double garment hook. Equipped with a concealed mounting bracket that is secured to a concealed wall plate. For general purpose use throughout the facility to hang various items of apparel.
A5200 | Dispenser, Toilet Tissue, SS, 2-Roll, Surface Mntd | 1 | CC | A concealed surface mounted, double roll, satin finish stainless steel, toilet tissue dispenser. Unit accommodates two standard-core toilet tissue rolls through 5" in diameter. Spindles are chrome plated plastic with a heavy-duty internal spring and turn freely for non-controlled delivery. For general purpose use in restrooms.
CT025 | Countertop, Solid Surface with Sink Combination | 1 | CC | A solid, nonporous countertop approximately 36"W x 22"D with a undercounter sink combination. The countertop is an acrylic-based solid surface product with a standard thickness of 1", and a 4" butt backsplash/curb. Surfaces will be easy to clean and maintain. Also referred to as a work surface or work top with sink. Available in a choice of colors, depths and sink shapes. Used for various applications in patient rooms, restrooms and throughout the facility. Usually a part of a casework interior design program. Unit does not include the drain and faucet.
F2015 | Basket, Wastepaper, Metal/Plastic,2 Swinging Doors | 1 | VV | Metal receptacle for soiled / used towels or waste. Equipped with a removable tapered top with two independently operating self-closing, spring hinged doors. Used in public facilities for the collection and temporary storage of refuse.
P9050 | Toilet, Wall Hung, Siphon Jet | 1 | CC | Siphon jet water closet/ toilet. This unit is wall hung with an elongated bowl, top spud flushometer, seat with open front and check hinge, and carrier. Used in restrooms throughout the health care facility.
5 - SC471 - SCI OP Clean Linen Room, EMS | 5 - SC471 - SCI OP Clean Linen Room, EMS | 5 - SC471 - SCI OP Clean Linen Room, EMS | 5 - SC471 - SCI OP Clean Linen Room, EMS | 5 - SC471 - SCI OP Clean Linen Room, EMS
JSN | NAME | QTY | ACQ/INS | DESCRIPTION
M2055 | Shelving, Storage, Wire, CRS, w/Adjustable Shelves | 1 | VV | Stationary, wire, shelving unit. Unit has fully adjustable shelves constructed of stainless steel. For use in general purpose storage areas. Shelving is provided in various sizes and configurations. Price provided is for a unit approximately 74"H x 18"D x 48"W with four shelves.
6 - SC452 - SCI OP Soiled Linen Room, EMS | 6 - SC452 - SCI OP Soiled Linen Room, EMS | 6 - SC452 - SCI OP Soiled Linen Room, EMS | 6 - SC452 - SCI OP Soiled Linen Room, EMS | 6 - SC452 - SCI OP Soiled Linen Room, EMS
JSN | NAME | QTY | ACQ/INS | DESCRIPTION
F0510 | Cart, Linen, Soiled | 1 | VV | Soiled linen collection cart, approximately 70" H x 68" W x 28" D with four (4) casters. Used to transport clean or soiled laundry.
7 - SB244 - SCI OP Housekeeping Aides Closet (HAC), Bldg Sprt | 7 - SB244 - SCI OP Housekeeping Aides Closet (HAC), Bldg Sprt | 7 - SB244 - SCI OP Housekeeping Aides Closet (HAC), Bldg Sprt | 7 - SB244 - SCI OP Housekeeping Aides Closet (HAC), Bldg Sprt | 7 - SB244 - SCI OP Housekeeping Aides Closet (HAC), Bldg Sprt
JSN | NAME | QTY | ACQ/INS | DESCRIPTION
A5075 | Dispenser, Soap, Disposable | 1 | VV | Disposable soap dispenser. One-handed dispensing operation. Designed to accommodate disposable soap cartridge and valve.
A5080 | Dispenser, Paper Towel, SS, Surface Mounted | 1 | CC | A surface mounted, satin finish stainless steel, single-fold, paper towel dispenser. Dispenser features: tumbler lock; front hinged at bottom; and refill indicator slot. Minimum capacity 400 single-fold paper towels. For general purpose use throughout the facility.
A5107 | Dispenser, Glove, Surgical/Examination, Wall Mntd | 1 | VV | Examination three (Small Medium, Large) glove dispenser box for wall mounting. Fabricated of either cold rolled steel with a white baked enamel finish, plastic or acrylic. Hardware not included, Option 3 powder coated steel.
A5135 | Shelf, Utility W/ Mop/Broom Holders, SS, Surf Mntd | 1 | CC | A surface mounted, satin finish stainless steel, utility shelf with a maximum of 6 mop/broom holders and 5 rag hooks. Utility shelf features: 8" deep shelf; mounting brackets welded to shelf; spring activated rubber cam holders; and drying rod. Unit is available in various widths 30" (minimum, 3 holders and 2 hooks) to 48" (maximum, 6 holders and 5 hooks). For use in janitor closets. Pricing based on a 36" width.
F0500 | Cart, Janitor's | 1 | VV | Janitors cart, 38" high X 66" wide X 20" deep with 25 gallon heavy duty collection bag. Accommodations for locking vault and janitorial support items (broom, dust pan, chemicals, mop and mop bucket; not included).
F0505 | Bucket, Mop, With Wringer, 26 Quart | 1 | VV | Mobile mop bucket / wringer combination, approximately 35" H x 17" W x 22" D with four 2" casters. Total capacity is 26 quarts. Unit used for general hard surface floor maintenance.
P2000 | Eyewash, Wall Mounted, Hands-Free | 1 | CC | Wall mounted emergency eye wash station. The flow of water from the unit is activated by hand. Upon initiation of water flow the unit will operate hands free to provide streams of water to clear foreign particles or dilute caustic liquids from the eyes in emergency situations. Used in laboratories and areas of the hospital where employees are subject to foreign bodies or liquid material to the eyes.
P2451 | Valve, Mixing, Thermostatic, Eyewash | 1 | CC | Emergency tempering valve thermostatically mixes hot and cold water to provide a safe fluid supply for a single emergency eye/face wash with a flow rate of 10 gpm (38.8L)
P4700 | Sink, Mop, Molded Stone | 1 | CC | Mop service sink approximately 10"H x 36"W x 24"D. Also called a mop service basin and a mop receptor. Unit is made of molded stone and is a one piece item. It shall include a service faucet hose, hose bracket and mop hanger. Used in utility rooms for cleaning mops and floor cleaning equipment.
36 - SCI/D CENTER RECEPTION AREA | 36 - SCI/D CENTER RECEPTION AREA | 36 - SCI/D CENTER RECEPTION AREA | 36 - SCI/D CENTER RECEPTION AREA | 36 - SCI/D CENTER RECEPTION AREA
1 - SB291 - SCI Center Vestibule, Bldg Sprt | 1 - SB291 - SCI Center Vestibule, Bldg Sprt | 1 - SB291 - SCI Center Vestibule, Bldg Sprt | 1 - SB291 - SCI Center Vestibule, Bldg Sprt | 1 - SB291 - SCI Center Vestibule, Bldg Sprt
JSN | NAME | QTY | ACQ/INS | DESCRIPTION
A6046 | Artwork, Decorative, With Frame | 1 | VV | This JSN is to be used for determining and defining location of decorative artwork.
2 - SB234 - SCI Center Foyer, Bldg Sprt | 2 - SB234 - SCI Center Foyer, Bldg Sprt | 2 - SB234 - SCI Center Foyer, Bldg Sprt | 2 - SB234 - SCI Center Foyer, Bldg Sprt | 2 - SB234 - SCI Center Foyer, Bldg Sprt
JSN | NAME | QTY | ACQ/INS | DESCRIPTION
A6046 | Artwork, Decorative, With Frame | 1 | VV | This JSN is to be used for determining and defining location of decorative artwork.
F3070 | Case, Display | 1 | VV | Display case. Equipped with glass doors, adjustable glass shelves, security locks and choice of either fabric or mirror backing.
F3200 | Clock, Battery, 12" Diameter | 1 | VV | Clock, 12" diameter. Round surface, easy to read numbers with sweep second hand. Wall mounted unit for use when impractical to install a fully synchronized clock system. Battery operated, (batteries not included).
3 - SB071 - SCI Center Accessible Waiting, Bldg Sprt | 3 - SB071 - SCI Center Accessible Waiting, Bldg Sprt | 3 - SB071 - SCI Center Accessible Waiting, Bldg Sprt | 3 - SB071 - SCI Center Accessible Waiting, Bldg Sprt | 3 - SB071 - SCI Center Accessible Waiting, Bldg Sprt
JSN | NAME | QTY | ACQ/INS | DESCRIPTION
A5077 | Dispenser, Hand Sanitizer, Hands-Free | 1 | VV | A touch free wall-mounted hand sanitizer dispenser. For use throughout a healthcare facility. Unit does not include the sanitizing liquid. Units are battery operated.
A5210 | Bracket, Television, Wall Mounted, w/Adjust Arm | 1 | VV | Wall mounted television bracket with adjustable arm. Consists of movable arm with minimum 120 degree swivel. Designed for holding wall mounted, flat panel television units in patient rooms.
A5220 | Bracket, Television, Wall Backing | 1 | CC | Wall mounted television bracket backing which provides additional support and strength for the installation of the television bracket. Option available for interior or exterior plate and sized for 12” 16” or 24” stud spacing.
A6046 | Artwork, Decorative, With Frame | 1 | VV | This JSN is to be used for determining and defining location of decorative artwork.
F0206 | Chair, Side, Bariatric, With Arms | 1 | VV | A bariatric side chair with arms for use in a waiting room, lobby or other patient area. Chair will have a padded seat and back and have a capacity of 800 pounds.
F0305 | Chair, Waiting Room, Single | 4 | VV | Single seat waiting room chair with foam padded seat and back. Upholstered with either woven fabric textile or vinyl. Arms and floor glides included.
F2000 | Basket, Wastepaper, Fire Resistant | 1 | VV | Wastepaper basket, fire resistant, approximately 40 quart capacity. This unit is used to collect and temporarily store small quantities of paper refuse in patient rooms, administrative areas and nursing stations. Size and shape varies depending on the application and manufacturer selected.
F2300 | Rack, Magazine, Wall Mounted | 1 | VV | Wall mounted magazine rack with nine (9) magazine holding compartments.
F3200 | Clock, Battery, 12" Diameter | 1 | VV | Clock, 12" diameter. Round surface, easy to read numbers with sweep second hand. Wall mounted unit for use when impractical to install a fully synchronized clock system. Battery operated, (batteries not included).
M0506 | Television, Flat Screen | 1 | VV | Flat screen television with approximately 32'" to 40' diagonal screen size. The TV will have built-in speakers, NTSC tuner, a 16:9 wide screen aspect ratio, a minimum of 1280 x 768 resolution and a remote control.
4 - SB051 - SCI Center Family Waiting, Bldg Sprt | 4 - SB051 - SCI Center Family Waiting, Bldg Sprt | 4 - SB051 - SCI Center Family Waiting, Bldg Sprt | 4 - SB051 - SCI Center Family Waiting, Bldg Sprt | 4 - SB051 - SCI Center Family Waiting, Bldg Sprt
JSN | NAME | QTY | ACQ/INS | DESCRIPTION
A5077 | Dispenser, Hand Sanitizer, Hands-Free | 1 | VV | A touch free wall-mounted hand sanitizer dispenser. For use throughout a healthcare facility. Unit does not include the sanitizing liquid. Units are battery operated.
F0250 | Chair, Arm, Lounge Type | 1 | VV | Lounge chair approximately 33" high X 28" wide X 29" deep, with arms and floor glides. Chair completely padded and upholstered in either woven textile fabric or vinyl.
F0375 | Sofa, Upholstered | 1 | VV | Executive sofa with woven fabric textile or vinyl upholstery, foam padded arms, steel spring and foam rubber backs and seats, and floor glides.
F2000 | Basket, Wastepaper, Fire Resistant | 2 | VV | Wastepaper basket, fire resistant, approximately 40 quart capacity. This unit is used to collect and temporarily store small quantities of paper refuse in patient rooms, administrative areas and nursing stations. Size and shape varies depending on the application and manufacturer selected.
F3200 | Clock, Battery, 12" Diameter | 1 | VV | Clock, 12" diameter. Round surface, easy to read numbers with sweep second hand. Wall mounted unit for use when impractical to install a fully synchronized clock system. Battery operated, (batteries not included).
5 - SV692 - SCI Center Vending Alcove, VC Svc | 5 - SV692 - SCI Center Vending Alcove, VC Svc | 5 - SV692 - SCI Center Vending Alcove, VC Svc | 5 - SV692 - SCI Center Vending Alcove, VC Svc | 5 - SV692 - SCI Center Vending Alcove, VC Svc
JSN | NAME | QTY | ACQ/INS | DESCRIPTION
A6030 | Machine, Vending | 1 | L_RE | This JSN is to be used for determining and defining the requirement for vending machines. Item is normally leased or supplied by Army & Air Force Exchange Service, (AAFES).
F2015 | Basket, Wastepaper, Metal/Plastic,2 Swinging Doors | 1 | VV | Metal receptacle for soiled / used towels or waste. Equipped with a removable tapered top with two independently operating self-closing, spring hinged doors. Used in public facilities for the collection and temporary storage of refuse.
6 - SB132 - SCI Center Information Desk, Bldg Sprt | 6 - SB132 - SCI Center Information Desk, Bldg Sprt | 6 - SB132 - SCI Center Information Desk, Bldg Sprt | 6 - SB132 - SCI Center Information Desk, Bldg Sprt | 6 - SB132 - SCI Center Information Desk, Bldg Sprt
JSN | NAME | QTY | ACQ/INS | DESCRIPTION
A1010 | Telecommunication Outlet | 1 | VV | Telecommunication outlet location.
A1015 | Telephone, Desk, Multiple Line | 1 | VV | Telephone, desk, multiple line.
A6105 | Counter, Reception Control, Built-In | 1 | CC | Counter, control, inpatient, built-in. Consists of two 18” wide base cabinets with two drawers and file drawer, two 30” wide pencil drawers and two 18” wide base cabinet with four drawers. The countertop shall be a composition of wood particle core with plastic laminate surface having a hard smooth surface finish, standard thickness of 1” and a 4” butt backsplash/curb. Pricing based on a 30" depth.
F0275 | Chair, Swivel, High Back | 1 | VV | Highback contemporary swivel chair, 41" high X 23" wide X 23" deep with five (5) caster swivel base and arms. Chair may be used at desks or in conference rooms. Back and seat are foam padded and upholstered with either woven textile fabric or vinyl.
F2000 | Basket, Wastepaper, Fire Resistant | 1 | VV | Wastepaper basket, fire resistant, approximately 40 quart capacity. This unit is used to collect and temporarily store small quantities of paper refuse in patient rooms, administrative areas and nursing stations. Size and shape varies depending on the application and manufacturer selected.
M1801 | Computer, Microprocessing, w/Flat Panel Monitor | 1 | VV | Desk top microprocessing computer. The unit shall consist of a central processing mini tower, flat panel monitor, keyboard, mouse and speakers. The system shall have the following minimum characteristics: a 2.8 GHz Pentium processor; 512 MB memory; 80GB hard drive; 32/48x CD-ROMDVD combo; 1.44MB network interface card; video 32 MB NVIDIA; a 18 inch flat panel monitor. The computer is used throughout the facility to input, manipulate and retrieve information.
7 - SS218 - SCI Center Volunteer Workstation, Stff Sprt | 7 - SS218 - SCI Center Volunteer Workstation, Stff Sprt | 7 - SS218 - SCI Center Volunteer Workstation, Stff Sprt | 7 - SS218 - SCI Center Volunteer Workstation, Stff Sprt | 7 - SS218 - SCI Center Volunteer Workstation, Stff Sprt
JSN | NAME | QTY | ACQ/INS | DESCRIPTION
A1010 | Telecommunication Outlet | 2 | VV | Telecommunication outlet location.
A1015 | Telephone, Desk, Multiple Line | 1 | VV | Telephone, desk, multiple line.
E0123 | Workstation, Straight, Free Standing, 72" W | 1 | VV | This JSN will provide a whole work station typical to quickly plan work in areas in clinical or administrative spaces. There will be a price decrease if typical work stations are used with vertical hanging strips instead of panels. THIS TYPICAL INCLUDES: 4 Standard Solid Panels 2 Panel Connectors, 2-Way Corner 1 Panel-to-Panel Connector 2 Finished End Hardware 1 Cantilevered, Work Surface 2 Lockable Flipper Units 2 Shelf, Storage/Displays 2 Lights 1 Tack board 1 Tool Rail 1 Paper Tray 1 Diagonal Tray 1 Adjustable Keyboard Tray 1 Mobile Pedestal, Box/File
F0275 | Chair, Swivel, High Back | 1 | VV | Highback contemporary swivel chair, 41" high X 23" wide X 23" deep with five (5) caster swivel base and arms. Chair may be used at desks or in conference rooms. Back and seat are foam padded and upholstered with either woven textile fabric or vinyl.
F0420 | Cabinet, Filing, Lateral, Half Height | 1 | VV | Half height two (2) or three (3) drawer lateral filing cabinet, 28" high X 42" wide X 18" deep with recessed handles, locking device and drawer label holders. Drawers are adaptable to either letter or legal size materials.
F2000 | Basket, Wastepaper, Fire Resistant | 1 | VV | Wastepaper basket, fire resistant, approximately 40 quart capacity. This unit is used to collect and temporarily store small quantities of paper refuse in patient rooms, administrative areas and nursing stations. Size and shape varies depending on the application and manufacturer selected.
M1801 | Computer, Microprocessing, w/Flat Panel Monitor | 1 | VV | Desk top microprocessing computer. The unit shall consist of a central processing mini tower, flat panel monitor, keyboard, mouse and speakers. The system shall have the following minimum characteristics: a 2.8 GHz Pentium processor; 512 MB memory; 80GB hard drive; 32/48x CD-ROMDVD combo; 1.44MB network interface card; video 32 MB NVIDIA; a 18 inch flat panel monitor. The computer is used throughout the facility to input, manipulate and retrieve information.
8 - SC172 - SCI Center AC Patient Education Workstation, Clncl Sprt | 8 - SC172 - SCI Center AC Patient Education Workstation, Clncl Sprt | 8 - SC172 - SCI Center AC Patient Education Workstation, Clncl Sprt | 8 - SC172 - SCI Center AC Patient Education Workstation, Clncl Sprt | 8 - SC172 - SCI Center AC Patient Education Workstation, Clncl Sprt
JSN | NAME | QTY | ACQ/INS | DESCRIPTION
A1010 | Telecommunication Outlet | 1 | VV | Telecommunication outlet location.
A6046 | Artwork, Decorative, With Frame | 1 | VV | This JSN is to be used for determining and defining location of decorative artwork.
E0042 | Workcenter, Computer, Free Standing, 48" W | 1 | VV | THIS TYPICAL INCLUDES: 1 Tool Rail 2 Paper Tray 1 Diagonal Tray 1 Freestanding Work Surface 1 Mobile Pedestal, Box/File 1 Adjustable Keyboard Tray
F0280 | Chair, Swivel, Low Back | 1 | VV | Low back contemporary swivel chair, 37" high X 25" wide X 31" deep with a five (5) caster swivel base, arms and foam padded seat and back upholstered with either woven textile fabric or vinyl.
F2000 | Basket, Wastepaper, Fire Resistant | 1 | VV | Wastepaper basket, fire resistant, approximately 40 quart capacity. This unit is used to collect and temporarily store small quantities of paper refuse in patient rooms, administrative areas and nursing stations. Size and shape varies depending on the application and manufacturer selected.
F3200 | Clock, Battery, 12" Diameter | 1 | VV | Clock, 12" diameter. Round surface, easy to read numbers with sweep second hand. Wall mounted unit for use when impractical to install a fully synchronized clock system. Battery operated, (batteries not included).
M1801 | Computer, Microprocessing, w/Flat Panel Monitor | 1 | VV | Desk top microprocessing computer. The unit shall consist of a central processing mini tower, flat panel monitor, keyboard, mouse and speakers. The system shall have the following minimum characteristics: a 2.8 GHz Pentium processor; 512 MB memory; 80GB hard drive; 32/48x CD-ROMDVD combo; 1.44MB network interface card; video 32 MB NVIDIA; a 18 inch flat panel monitor. The computer is used throughout the facility to input, manipulate and retrieve information.
M1825 | Printer, Computer | 1 | VV | High resolution computer printer with a variety of type styles and sheet/envelope feeder trays. Database information reflects network ready, medium duty office style laser printers. Other types of printers (bubble jet, dot matrix, line or plotter) as well as light or heavy use capabilities are available.
9 - SC172 - SCI Center LTC Patient Education Workstation, Clncl Sprt | 9 - SC172 - SCI Center LTC Patient Education Workstation, Clncl Sprt | 9 - SC172 - SCI Center LTC Patient Education Workstation, Clncl Sprt | 9 - SC172 - SCI Center LTC Patient Education Workstation, Clncl Sprt | 9 - SC172 - SCI Center LTC Patient Education Workstation, Clncl Sprt
JSN | NAME | QTY | ACQ/INS | DESCRIPTION
A1010 | Telecommunication Outlet | 1 | VV | Telecommunication outlet location.
A6046 | Artwork, Decorative, With Frame | 1 | VV | This JSN is to be used for determining and defining location of decorative artwork.
E0042 | Workcenter, Computer, Free Standing, 48" W | 1 | VV | THIS TYPICAL INCLUDES: 1 Tool Rail 2 Paper Tray 1 Diagonal Tray 1 Freestanding Work Surface 1 Mobile Pedestal, Box/File 1 Adjustable Keyboard Tray
F0280 | Chair, Swivel, Low Back | 1 | VV | Low back contemporary swivel chair, 37" high X 25" wide X 31" deep with a five (5) caster swivel base, arms and foam padded seat and back upholstered with either woven textile fabric or vinyl.
F2000 | Basket, Wastepaper, Fire Resistant | 1 | VV | Wastepaper basket, fire resistant, approximately 40 quart capacity. This unit is used to collect and temporarily store small quantities of paper refuse in patient rooms, administrative areas and nursing stations. Size and shape varies depending on the application and manufacturer selected.
F3200 | Clock, Battery, 12" Diameter | 1 | VV | Clock, 12" diameter. Round surface, easy to read numbers with sweep second hand. Wall mounted unit for use when impractical to install a fully synchronized clock system. Battery operated, (batteries not included).
M1801 | Computer, Microprocessing, w/Flat Panel Monitor | 1 | VV | Desk top microprocessing computer. The unit shall consist of a central processing mini tower, flat panel monitor, keyboard, mouse and speakers. The system shall have the following minimum characteristics: a 2.8 GHz Pentium processor; 512 MB memory; 80GB hard drive; 32/48x CD-ROMDVD combo; 1.44MB network interface card; video 32 MB NVIDIA; a 18 inch flat panel monitor. The computer is used throughout the facility to input, manipulate and retrieve information.
M1825 | Printer, Computer | 1 | VV | High resolution computer printer with a variety of type styles and sheet/envelope feeder trays. Database information reflects network ready, medium duty office style laser printers. Other types of printers (bubble jet, dot matrix, line or plotter) as well as light or heavy use capabilities are available.
10 - SC172 - SCI Center OP Patient Education Workstation, Clncl Sprt | 10 - SC172 - SCI Center OP Patient Education Workstation, Clncl Sprt | 10 - SC172 - SCI Center OP Patient Education Workstation, Clncl Sprt | 10 - SC172 - SCI Center OP Patient Education Workstation, Clncl Sprt | 10 - SC172 - SCI Center OP Patient Education Workstation, Clncl Sprt
JSN | NAME | QTY | ACQ/INS | DESCRIPTION
A1010 | Telecommunication Outlet | 1 | VV | Telecommunication outlet location.
A6046 | Artwork, Decorative, With Frame | 1 | VV | This JSN is to be used for determining and defining location of decorative artwork.
E0042 | Workcenter, Computer, Free Standing, 48" W | 1 | VV | THIS TYPICAL INCLUDES: 1 Tool Rail 2 Paper Tray 1 Diagonal Tray 1 Freestanding Work Surface 1 Mobile Pedestal, Box/File 1 Adjustable Keyboard Tray
F0280 | Chair, Swivel, Low Back | 1 | VV | Low back contemporary swivel chair, 37" high X 25" wide X 31" deep with a five (5) caster swivel base, arms and foam padded seat and back upholstered with either woven textile fabric or vinyl.
F2000 | Basket, Wastepaper, Fire Resistant | 1 | VV | Wastepaper basket, fire resistant, approximately 40 quart capacity. This unit is used to collect and temporarily store small quantities of paper refuse in patient rooms, administrative areas and nursing stations. Size and shape varies depending on the application and manufacturer selected.
F3200 | Clock, Battery, 12" Diameter | 1 | VV | Clock, 12" diameter. Round surface, easy to read numbers with sweep second hand. Wall mounted unit for use when impractical to install a fully synchronized clock system. Battery operated, (batteries not included).
M1801 | Computer, Microprocessing, w/Flat Panel Monitor | 1 | VV | Desk top microprocessing computer. The unit shall consist of a central processing mini tower, flat panel monitor, keyboard, mouse and speakers. The system shall have the following minimum characteristics: a 2.8 GHz Pentium processor; 512 MB memory; 80GB hard drive; 32/48x CD-ROMDVD combo; 1.44MB network interface card; video 32 MB NVIDIA; a 18 inch flat panel monitor. The computer is used throughout the facility to input, manipulate and retrieve information.
M1825 | Printer, Computer | 1 | VV | High resolution computer printer with a variety of type styles and sheet/envelope feeder trays. Database information reflects network ready, medium duty office style laser printers. Other types of printers (bubble jet, dot matrix, line or plotter) as well as light or heavy use capabilities are available.
11 - SC253 - SCI Center Telehealth Suite, Clncl Sprt | 11 - SC253 - SCI Center Telehealth Suite, Clncl Sprt | 11 - SC253 - SCI Center Telehealth Suite, Clncl Sprt | 11 - SC253 - SCI Center Telehealth Suite, Clncl Sprt | 11 - SC253 - SCI Center Telehealth Suite, Clncl Sprt
JSN | NAME | QTY | ACQ/INS | DESCRIPTION
A1010 | Telecommunication Outlet | 1 | VV | Telecommunication outlet location.
A1012 | Telephone, Wall Mounted, 1 Line | 1 | VV | Telephone, wall mounted, 1 line.
A1132 | Rail, Accessory Mounting, Length As Required | 1 | VC | Horizontal equipment mounting rail with lock mounting devices capable of; supporting up to 75 pounds each, being repositioned, and mounting and dismounting of equipment without the use of tools (special tools may be required to unlock adapter that was previously locked to the rail). The rail must be capable of supporting medical equipment and accessories normally found in exam or patient rooms. The rail system must be capable of mounting and dismounting equipment without leaving or creating new holes in the finished surface of the wall. The rail system utilizes a series of mounting plates and adapters specific to the device being mounted to the rail. The plate and adapter rail mounting kit must be specified to match the equipment being mounted to the equipment rail.
A5075 | Dispenser, Soap, Disposable | 1 | VV | Disposable soap dispenser. One-handed dispensing operation. Designed to accommodate disposable soap cartridge and valve.
A5077 | Dispenser, Hand Sanitizer, Hands-Free | 1 | VV | A touch free wall-mounted hand sanitizer dispenser. For use throughout a healthcare facility. Unit does not include the sanitizing liquid. Units are battery operated.
A5080 | Dispenser, Paper Towel, SS, Surface Mounted | 1 | CC | A surface mounted, satin finish stainless steel, single-fold, paper towel dispenser. Dispenser features: tumbler lock; front hinged at bottom; and refill indicator slot. Minimum capacity 400 single-fold paper towels. For general purpose use throughout the facility.
A5107 | Dispenser, Glove, Surgical/Examination, Wall Mntd | 1 | VV | Examination three (Small Medium, Large) glove dispenser box for wall mounting. Fabricated of either cold rolled steel with a white baked enamel finish, plastic or acrylic. Hardware not included, Option 3 powder coated steel.
A5108 | Waste Disposal Unit, Sharps | 1 | VV | A container for collecting and transporting syringes and other sharps for decontamination and disposal. Available in 2 gallon and 8 gallon with locking rotor. Complies with OSHA regulations for handling sharps.
A5145 | Hook, Garment, Double, SS, Surface Mounted | 1 | CC | A surface mounted, satin finish stainless steel, double garment hook. Equipped with a concealed mounting bracket that is secured to a concealed wall plate. For general purpose use throughout the facility to hang various items of apparel.
A5180 | Track, Cubicle, Surface Mounted, With Curtain | 1 | VV | Surface mounted cubicle track, with curtain. Track constructed of thick extruded aluminum. Equipped with self lubricating carriers, beaded drop chain hooks, and flame resistant curtain. To include removable end caps. Designed to be suspended around patient areas where privacy is needed. Price listed is per foot of the track, curtains to be priced per quote.
C02Q0 | Cabinet, Sink, U/C/B, 1 Door, 36x24x22 | 1 | CC | Standing height under counter base sink cabinet with a solid right or left-hinged door (appropriate door configuration to be indicated on equipment elevation drawings). Also referred to as a single-door sink cabinet. For general purpose use throughout the facility where a sink is to be used. Coordinate actual clear cabinet dimension with the actual outside dimension of sink that is specified to ensure that they are compatible.
CD040 | Cabinet, W/H, 2 Shelf, 2 DO, Sloping Top, 38x36x13 | 1 | CC | Wall hung cabinet with two adjustable shelves, solid hinged doors, and sloping top. Also referred to as a solid hinged double door wall case. For general purpose use throughout the facility.
CS010 | Sink, SS, Single Compartment, 7.5x12x12 ID | 1 | CC | Single compartment stainless steel sink, drop-in, self-rimming, ledge-type, connected with a drain and provided with a mixing faucet. It shall also be provided with pre-punched fixture holes on 4" center, integral back ledge to accommodate deck-mounted fixtures, brushed/polished interior and top surfaces, and sound deadened. Recommended for use in suspended or U/C/B sink cabinets having a high plastic laminate or Chemsurf laminate countertop/work surface. For general purpose use throughout the facility.
CT020 | Countertop, Solid Surface | 1 | CC | A solid, nonporous countertop with a smooth seamless appearance. Easy to clean and maintain and with proper cleaning does not support the growth of mold. An acrylic-based solid surface product. Standard thickness of 1", and a 4" butt backsplash/curb. Also referred to as a work surface or work top. Available in a choice of colors and depths. Used in lab and other hospital areas requiring optimum physical and chemical resisting properties.
E0948 | Cart, General Storage, Mobile, 42"H x 32"W x 22"D | 1 | VV | THIS TYPICAL INCLUDES: 1 Cart Body, Style-A Narrow, w/Raised Edge Top 2 Drawers, 3" H 4 Drawers, 6" H 1 Accessory Rail, Side Drawer Organizer Bins
F0205 | Chair, Side With Arms | 1 | VV | Upholstered side chair, 32" high X 21" wide X 23" deep with arms, padded seats and padded backs. Seat height is a minimum of 17". Available with or without sled base.
F0340 | Stool, Self Adjusting | 1 | VV | Self adjusting stool. Consists of a foam padded upholstered seat with attached foot rest for added comfort. Mounted on swivel casters. Designed for doctor's use during examinations.
F2000 | Basket, Wastepaper, Fire Resistant | 1 | VV | Wastepaper basket, fire resistant, approximately 40 quart capacity. This unit is used to collect and temporarily store small quantities of paper refuse in patient rooms, administrative areas and nursing stations. Size and shape varies depending on the application and manufacturer selected.
F3025 | Board, Bulletin, Wood Framed | 1 | VV | Bulletin board approximately 36"W x 24"H. Wood framed 1/2" cork posting panel with moisture proof backing. Units are factory assembled and have keyhole hangers for easy installation.
F3200 | Clock, Battery, 12" Diameter | 1 | VV | Clock, 12" diameter. Round surface, easy to read numbers with sweep second hand. Wall mounted unit for use when impractical to install a fully synchronized clock system. Battery operated, (batteries not included).
M0506 | Television, Flat Screen | 1 | VV | Flat screen television with approximately 32'" to 40' diagonal screen size. The TV will have built-in speakers, NTSC tuner, a 16:9 wide screen aspect ratio, a minimum of 1280 x 768 resolution and a remote control.
M0508 | Telemedicine Station, Mobile Cart | 1 | VV | Mobile telemedicine station configured with one or two monitors, camera, speakers, microphone and computer. Items are mounted on a five caster cart.
M1801 | Computer, Microprocessing, w/Flat Panel Monitor | 1 | VV | Desk top microprocessing computer. The unit shall consist of a central processing mini tower, flat panel monitor, keyboard, mouse and speakers. The system shall have the following minimum characteristics: a 2.8 GHz Pentium processor; 512 MB memory; 80GB hard drive; 32/48x CD-ROMDVD combo; 1.44MB network interface card; video 32 MB NVIDIA; a 18 inch flat panel monitor. The computer is used throughout the facility to input, manipulate and retrieve information.
M1803 | Workstation, Computer, Wall Mounted, Adjustable | 1 | VV | A wall mounted computer workstation with height adjustable monitor and keyboard arms. Keyboard and monitor can be stored within 8" to 10" of wall. Fingertip adjustability for keyboard and monitor enable frequent position changes. Unit contains an integrated cable management system to hide wires. A separate wall-mounted CPU holder is included.
M4100 | Sphygmomanometer, Aneroid, Wall Mounted | 1 | VV | Aneroid sphygmomanometer. Unit is wall mounted and has large graphic dial display for easy reading from all angles. It has a 90 degree (angle) swivel and 10 degree (angle) forward tilt to reduce glare. Unit accuracy is within 1% of reading. Sturdy impact-resistant construction.
M4200 | Otoscope/Ophthalmoscope, Wall Mounted | 1 | VV | Wall mounted otoscope and ophthalmoscope. Includes 6 foot line cord and plug and accepts and includes two handles. Contains head turn-on/turn-off, built-in speculum tray and 8 foot coiled cords. Unit is designed for use in patient exam rooms.
M7401 | Light, Exam, Mobile, Spotlight, Mobile Stand | 1 | VV | The exam light shall be a mobile floor unit. The light will be a halogen bulb or LED that can produce a continuous and homogeneous spot of light adjustable from 5 to 9 inches in diameter from a set distance. The light intensity shall be a minimum of 750 foot-candles at a distance of 16 inches and have a color temperature of 3,200 degrees Kelvin. The unit will consist of an arm or sleeve of approximately 45 inches in length to allow for easy arm rotation and arm movement up and down. The unit shall be mounted on a caster base for easy movement.,
M9025 | Table, Examination/Treatment, With Cabinet | 1 | VV | Table, examination/treatment with cabinet. Cabinet type exam table with three section upholstered top adjustable to a full chair position. Concealed heel stirrups, dual outlets, drawers, and storage space with optional armboard. Unit is designed for general use in examination/treatment rooms.
12 - SB191 - SCI Center Public Toilet, Bldg Sprt | 12 - SB191 - SCI Center Public Toilet, Bldg Sprt | 12 - SB191 - SCI Center Public Toilet, Bldg Sprt | 12 - SB191 - SCI Center Public Toilet, Bldg Sprt | 12 - SB191 - SCI Center Public Toilet, Bldg Sprt
JSN | NAME | QTY | ACQ/INS | DESCRIPTION
A1067 | Mirror, Float Glass, ADA Accessible | 1 | CC | A high quality 1/4" polished float glass mirror with a stainless steel frame. Frame holds mirror in a tilted position for accessibility and compliance with ADA requirements. Mirror has a galvanized steel back secured to frame with concealed screws with integral horizontal hanging brackets. Mirror shall be approximately 18" wide and 36" high. Other sizes are available.
A4995 | Table, Diaper Changing, Wall Mounted | 1 | CC | Wall mounted diaper changing table for use in public restrooms. Unit is a fold down system that folds upward when not in use for minimal intrusion into the room. Changing surface is contoured and has safety belt to insure that an infant will not fall from the table. Table is designed to hold no less than 250 pounds static weight. Closed dimensions are approximately 21" H x 36" W x 5" D. Open dimensions vary according to style. One system's open dimensions are 15 " high, 32" wide and 19" deep.
A5075 | Dispenser, Soap, Disposable | 1 | VV | Disposable soap dispenser. One-handed dispensing operation. Designed to accommodate disposable soap cartridge and valve.
A5082 | Dispenser, Paper Towel, Sensor, Hands Free | 1 | CC | A surface mounted, sensor activated, automatic, roll paper towel dispenser. The unit dispenses a paper towel automatically only when hands are place in position below the dispenser for maximum sanitation and hygiene. May include adjustable settings for sheet length, time delay, and sensor range. Unit is battery operated or with optional AC power adapter.
A5090 | Disposal, Sanitary Napkin, SS, Surface Mounted | 1 | CC | A surface mounted, satin finish stainless steel, sanitary napkin disposal. Disposal features a flip-up cover, secured to the container by a heavy duty stainless steel piano-hinge. Disposal may be secured to wall or toilet partition. For general purpose use in female toilet stalls or rooms and uni-sex toilet rooms.
A5109 | Grab Bar, 1-1/4" Dia., SS, 2 Wall, W/C Accessible | 1 | CC | A 1-1/4" diameter, satin finish stainless steel, peened gripping surface, 2 wall toilet stall/ room, grab bar with concealed mounting flanges. Snap over flanges are provided to conceal mounting screws. A selection of mounting kits and concealed anchor devices are available from the manufacturers for different types of installations. Grab bar shall comply with barrier-free accessibility guidelines for structural strength. For typical water closet applications in toilet stalls and rooms where ADA (American's With Disabilities Act) requirements must be met.
A5145 | Hook, Garment, Double, SS, Surface Mounted | 1 | CC | A surface mounted, satin finish stainless steel, double garment hook. Equipped with a concealed mounting bracket that is secured to a concealed wall plate. For general purpose use throughout the facility to hang various items of apparel.
A5200 | Dispenser, Toilet Tissue, SS, 2-Roll, Surface Mntd | 1 | CC | A concealed surface mounted, double roll, satin finish stainless steel, toilet tissue dispenser. Unit accommodates two standard-core toilet tissue rolls through 5" in diameter. Spindles are chrome plated plastic with a heavy-duty internal spring and turn freely for non-controlled delivery. For general purpose use in restrooms.
F2010 | Basket, Wastepaper, Step-On | 1 | VV | "Step-on" wastepaper basket with inner liner and foot petal activated flip top.
P3200 | Lavatory, Vitreous China, Slab Type w/Sens Op Fauc | 1 | CC | Wall mounted, slab type, vitreous china, lavatory (approximately 7 x 15 x 10 inches) with faucet holes on 4 inch centers; electronic sensor operated, goose neck spout and grid strainer. It shall be suitable for use in clinics, offices and patient care areas.
P9050 | Toilet, Wall Hung, Siphon Jet | 1 | CC | Siphon jet water closet/ toilet. This unit is wall hung with an elongated bowl, top spud flushometer, seat with open front and check hinge, and carrier. Used in restrooms throughout the health care facility.
13 - SB136 - SCI Center Family Toilet, Bldg Sprt | 13 - SB136 - SCI Center Family Toilet, Bldg Sprt | 13 - SB136 - SCI Center Family Toilet, Bldg Sprt | 13 - SB136 - SCI Center Family Toilet, Bldg Sprt | 13 - SB136 - SCI Center Family Toilet, Bldg Sprt
JSN | NAME | QTY | ACQ/INS | DESCRIPTION
A1067 | Mirror, Float Glass, ADA Accessible | 1 | CC | A high quality 1/4" polished float glass mirror with a stainless steel frame. Frame holds mirror in a tilted position for accessibility and compliance with ADA requirements. Mirror has a galvanized steel back secured to frame with concealed screws with integral horizontal hanging brackets. Mirror shall be approximately 18" wide and 36" high. Other sizes are available.
A4995 | Table, Diaper Changing, Wall Mounted | 1 | CC | Wall mounted diaper changing table for use in public restrooms. Unit is a fold down system that folds upward when not in use for minimal intrusion into the room. Changing surface is contoured and has safety belt to insure that an infant will not fall from the table. Table is designed to hold no less than 250 pounds static weight. Closed dimensions are approximately 21" H x 36" W x 5" D. Open dimensions vary according to style. One system's open dimensions are 15 " high, 32" wide and 19" deep.
A5075 | Dispenser, Soap, Disposable | 1 | VV | Disposable soap dispenser. One-handed dispensing operation. Designed to accommodate disposable soap cartridge and valve.
A5082 | Dispenser, Paper Towel, Sensor, Hands Free | 1 | CC | A surface mounted, sensor activated, automatic, roll paper towel dispenser. The unit dispenses a paper towel automatically only when hands are place in position below the dispenser for maximum sanitation and hygiene. May include adjustable settings for sheet length, time delay, and sensor range. Unit is battery operated or with optional AC power adapter.
A5090 | Disposal, Sanitary Napkin, SS, Surface Mounted | 1 | CC | A surface mounted, satin finish stainless steel, sanitary napkin disposal. Disposal features a flip-up cover, secured to the container by a heavy duty stainless steel piano-hinge. Disposal may be secured to wall or toilet partition. For general purpose use in female toilet stalls or rooms and uni-sex toilet rooms.
A5109 | Grab Bar, 1-1/4" Dia., SS, 2 Wall, W/C Accessible | 1 | CC | A 1-1/4" diameter, satin finish stainless steel, peened gripping surface, 2 wall toilet stall/ room, grab bar with concealed mounting flanges. Snap over flanges are provided to conceal mounting screws. A selection of mounting kits and concealed anchor devices are available from the manufacturers for different types of installations. Grab bar shall comply with barrier-free accessibility guidelines for structural strength. For typical water closet applications in toilet stalls and rooms where ADA (American's With Disabilities Act) requirements must be met.
A5145 | Hook, Garment, Double, SS, Surface Mounted | 1 | CC | A surface mounted, satin finish stainless steel, double garment hook. Equipped with a concealed mounting bracket that is secured to a concealed wall plate. For general purpose use throughout the facility to hang various items of apparel.
A5200 | Dispenser, Toilet Tissue, SS, 2-Roll, Surface Mntd | 1 | CC | A concealed surface mounted, double roll, satin finish stainless steel, toilet tissue dispenser. Unit accommodates two standard-core toilet tissue rolls through 5" in diameter. Spindles are chrome plated plastic with a heavy-duty internal spring and turn freely for non-controlled delivery. For general purpose use in restrooms.
CT025 | Countertop, Solid Surface with Sink Combination | 1 | CC | A solid, nonporous countertop approximately 36"W x 22"D with a undercounter sink combination. The countertop is an acrylic-based solid surface product with a standard thickness of 1", and a 4" butt backsplash/curb. Surfaces will be easy to clean and maintain. Also referred to as a work surface or work top with sink. Available in a choice of colors, depths and sink shapes. Used for various applications in patient rooms, restrooms and throughout the facility. Usually a part of a casework interior design program. Unit does not include the drain and faucet.
F2015 | Basket, Wastepaper, Metal/Plastic,2 Swinging Doors | 1 | VV | Metal receptacle for soiled / used towels or waste. Equipped with a removable tapered top with two independently operating self-closing, spring hinged doors. Used in public facilities for the collection and temporary storage of refuse.
P9050 | Toilet, Wall Hung, Siphon Jet | 1 | CC | Siphon jet water closet/ toilet. This unit is wall hung with an elongated bowl, top spud flushometer, seat with open front and check hinge, and carrier. Used in restrooms throughout the health care facility.
14 - SB262 - SCI Center AC Wheelchair Alcove, Bldg Sprt | 14 - SB262 - SCI Center AC Wheelchair Alcove, Bldg Sprt | 14 - SB262 - SCI Center AC Wheelchair Alcove, Bldg Sprt | 14 - SB262 - SCI Center AC Wheelchair Alcove, Bldg Sprt | 14 - SB262 - SCI Center AC Wheelchair Alcove, Bldg Sprt
JSN | NAME | QTY | ACQ/INS | DESCRIPTION
M4705 | Wheelchair, Patient Transport, Folding | 1 | VV | Folding patient transport wheelchair. Constructed of chrome plated steel with detachable armrest and footrests. Unit has heavy duty front casters with sealed radial high-precision ball bearing assembly. Unit is used for patient transport.
M4710 | Wheelchair, Patient, Bariatric, Transport, Folding | 1 | VV | Folding bariatric patient transport wheelchair with a capacity of at least 500 lbs. Constructed with a heavy duty steel frame and double cross brace, with detachable armrest and swing away footrests. Unit has heavy duty front casters and rear wheels with precision wheel bearings in front and rear assembly. Unit is used for patient movement.
15 - SB262 - SCI Center LTC Wheelchair Alcove, Bldg Sprt | 15 - SB262 - SCI Center LTC Wheelchair Alcove, Bldg Sprt | 15 - SB262 - SCI Center LTC Wheelchair Alcove, Bldg Sprt | 15 - SB262 - SCI Center LTC Wheelchair Alcove, Bldg Sprt | 15 - SB262 - SCI Center LTC Wheelchair Alcove, Bldg Sprt
JSN | NAME | QTY | ACQ/INS | DESCRIPTION
M4705 | Wheelchair, Patient Transport, Folding | 1 | VV | Folding patient transport wheelchair. Constructed of chrome plated steel with detachable armrest and footrests. Unit has heavy duty front casters with sealed radial high-precision ball bearing assembly. Unit is used for patient transport.
M4710 | Wheelchair, Patient, Bariatric, Transport, Folding | 1 | VV | Folding bariatric patient transport wheelchair with a capacity of at least 500 lbs. Constructed with a heavy duty steel frame and double cross brace, with detachable armrest and swing away footrests. Unit has heavy duty front casters and rear wheels with precision wheel bearings in front and rear assembly. Unit is used for patient movement.
16 - SB262 - SCI Center OP Wheelchair Alcove, Bldg Sprt | 16 - SB262 - SCI Center OP Wheelchair Alcove, Bldg Sprt | 16 - SB262 - SCI Center OP Wheelchair Alcove, Bldg Sprt | 16 - SB262 - SCI Center OP Wheelchair Alcove, Bldg Sprt | 16 - SB262 - SCI Center OP Wheelchair Alcove, Bldg Sprt
JSN | NAME | QTY | ACQ/INS | DESCRIPTION
M4705 | Wheelchair, Patient Transport, Folding | 1 | VV | Folding patient transport wheelchair. Constructed of chrome plated steel with detachable armrest and footrests. Unit has heavy duty front casters with sealed radial high-precision ball bearing assembly. Unit is used for patient transport.
M4710 | Wheelchair, Patient, Bariatric, Transport, Folding | 1 | VV | Folding bariatric patient transport wheelchair with a capacity of at least 500 lbs. Constructed with a heavy duty steel frame and double cross brace, with detachable armrest and swing away footrests. Unit has heavy duty front casters and rear wheels with precision wheel bearings in front and rear assembly. Unit is used for patient movement.
17 - SC093 - SCI Center Mobile Patient Lift Alcove, Clncl Sprt | 17 - SC093 - SCI Center Mobile Patient Lift Alcove, Clncl Sprt | 17 - SC093 - SCI Center Mobile Patient Lift Alcove, Clncl Sprt | 17 - SC093 - SCI Center Mobile Patient Lift Alcove, Clncl Sprt | 17 - SC093 - SCI Center Mobile Patient Lift Alcove, Clncl Sprt
JSN | NAME | QTY | ACQ/INS | DESCRIPTION
M8085 | Lift, Patient, Electric, 600 Lb Cap, Bariatric | 1 | VC | A battery powered patient lift with an adjustable U shaped base and a minimum of 600 pound capacity for bariatric use. Unit comes with a battery charger. The unit is mounted on locking ball bearing casters for safety and stability and may require specialized slings. The database height refers to fully extended lifting arms. Designed for patient lifting and movement.
37 - SCI/D CENTER PATIENT / RESIDENT AREA | 37 - SCI/D CENTER PATIENT / RESIDENT AREA | 37 - SCI/D CENTER PATIENT / RESIDENT AREA | 37 - SCI/D CENTER PATIENT / RESIDENT AREA | 37 - SCI/D CENTER PATIENT / RESIDENT AREA
1 - SV571 - SCI Center Satellite Pharmacy, Phrm Svc | 1 - SV571 - SCI Center Satellite Pharmacy, Phrm Svc | 1 - SV571 - SCI Center Satellite Pharmacy, Phrm Svc | 1 - SV571 - SCI Center Satellite Pharmacy, Phrm Svc | 1 - SV571 - SCI Center Satellite Pharmacy, Phrm Svc
JSN | NAME | QTY | ACQ/INS | DESCRIPTION
A1010 | Telecommunication Outlet | 3 | VV | Telecommunication outlet location.
A1015 | Telephone, Desk, Multiple Line | 1 | VV | Telephone, desk, multiple line.
A5075 | Dispenser, Soap, Disposable | 1 | VV | Disposable soap dispenser. One-handed dispensing operation. Designed to accommodate disposable soap cartridge and valve.
A5080 | Dispenser, Paper Towel, SS, Surface Mounted | 1 | CC | A surface mounted, satin finish stainless steel, single-fold, paper towel dispenser. Dispenser features: tumbler lock; front hinged at bottom; and refill indicator slot. Minimum capacity 400 single-fold paper towels. For general purpose use throughout the facility.
A5106 | Waste Disposal Unit, Sharps w/Glove Dispenser | 1 | VV | The unit is designed for the disposal of sharps and complies with OSHA guidelines for the handling of sharps. It shall house a 5 quart container and be capable of being mounted on a wall. It shall have a glove dispenser attached. The unit shall be secured by a locked enclosure.
E0573 | Workstation, Shipping/Receiving Lab, Minimal | 2 | VV | THIS TYPICAL INCLUDES: 1 Equipment Rail, System-Mt, 48"W 2 Clinical Panel, 80"H x 30"W 1 Module, 80"H x 24W, w/ 7-1/4inch utility chase, w/ service shelf 2 Module, 80"H x 48W , w/ 7-1/4inch utility chase, w/ service shelf 1 Vertical Chase Cover 2 Service Shelf 48W 2 Light 48W 2 Cantilevered Work Surface 30D x 48W 2 Lockable Flipper Unit, 48W 2 Adjustable Keyboard Tray 1 Sink Base Cabinet, Dbl. Door, Backsplash, w/Corian Top, 30D x 48W 1 Swing-Away Eyewash 1 SS Sink 19D x 33D 1 Gooseneck Mixing Faucet ASSY. With Wristbands 1 Strainer and Tailpiece 1 Coat Hook Drawer Organizer Bins * Connecting hardware required to complete installation.
F0280 | Chair, Swivel, Low Back | 2 | VV | Low back contemporary swivel chair, 37" high X 25" wide X 31" deep with a five (5) caster swivel base, arms and foam padded seat and back upholstered with either woven textile fabric or vinyl.
F2000 | Basket, Wastepaper, Fire Resistant | 2 | VV | Wastepaper basket, fire resistant, approximately 40 quart capacity. This unit is used to collect and temporarily store small quantities of paper refuse in patient rooms, administrative areas and nursing stations. Size and shape varies depending on the application and manufacturer selected.
F3200 | Clock, Battery, 12" Diameter | 1 | VV | Clock, 12" diameter. Round surface, easy to read numbers with sweep second hand. Wall mounted unit for use when impractical to install a fully synchronized clock system. Battery operated, (batteries not included).
M1801 | Computer, Microprocessing, w/Flat Panel Monitor | 2 | VV | Desk top microprocessing computer. The unit shall consist of a central processing mini tower, flat panel monitor, keyboard, mouse and speakers. The system shall have the following minimum characteristics: a 2.8 GHz Pentium processor; 512 MB memory; 80GB hard drive; 32/48x CD-ROMDVD combo; 1.44MB network interface card; video 32 MB NVIDIA; a 18 inch flat panel monitor. The computer is used throughout the facility to input, manipulate and retrieve information.
M1840 | Printer/Copier/Fax Combination | 1 | VV | Multifunctional printer, fax, scanner and copier (PFC) all-in-one machine.
M7260 | Counter/Dispenser, Pill/Tablet | 1 | VV | Automated pill, capsule and tablet counter. The unit consists of an array of holding cells each of which dispenses a set number of pills into a prescription bottle. The counter has a control unit to start and stop pill flow. Each cell has a straight line pill flow pattern, a photoelectric counter which signals the controller, a count range from 1 to 10,000 and can dispense products at a rate up to 600 tablets per minute. A built-in sensor indicates dust build up or misalignment of the photoelectric counter. Each cell has easily removable bins and mechanisms for cleaning and refilling. Each cell features an LED display and there are varying sizes of cells for handling more frequently issued or physically larger drugs. Many different, including custom, array of sizes and configurations are possible and the final design depends on the facility layout and pharmacy practice preferences. Individual cells can also be equipped with coded locks. The entire array can be interfaced with a pharmacy computer system. These units are commonly leased rather than sold because of maintenance requirements.
P3100 | Lavatory, Vitreous China, Slab Type | 1 | CC | Wall mounted, slab type, vitreous china, lavatory (approximate bowl size 7"x15"x10") with: faucet holes on 4" centers; gooseneck spout; wrist blade handles; and grid strainer. It shall be suitable for use in clinics, offices, washrooms or patient care area.
R6060 | Refrigerator, Biological, SS, 2 Door, 40 Cu Ft | 2 | VV | Biological refrigerator. This unit shall have a minimum volume of 40 cubic feet, double doors, stainless steel cooler storage with stainless steel drawers, three adjustable shelves and one stationary stainless steel shelf. This refrigerator is used in research laboratories and hospital pharmacies for storage and dispensing of drugs.
2 - SV422 - SCI Center Pharmacy Consultation Room, Phrm Svc | 2 - SV422 - SCI Center Pharmacy Consultation Room, Phrm Svc | 2 - SV422 - SCI Center Pharmacy Consultation Room, Phrm Svc | 2 - SV422 - SCI Center Pharmacy Consultation Room, Phrm Svc | 2 - SV422 - SCI Center Pharmacy Consultation Room, Phrm Svc
JSN | NAME | QTY | ACQ/INS | DESCRIPTION
A1015 | Telephone, Desk, Multiple Line | 1 | VV | Telephone, desk, multiple line.
A5145 | Hook, Garment, Double, SS, Surface Mounted | 1 | CC | A surface mounted, satin finish stainless steel, double garment hook. Equipped with a concealed mounting bracket that is secured to a concealed wall plate. For general purpose use throughout the facility to hang various items of apparel.
A5225 | Bracket, Dual Computer Monitor, Desk-Mounted | 1 | VV | Desk-mounted bracket that supports two LCD computer monitors, or laptop and monitor configuration. Extends LCD's or labtop up to 25" with an adjustment range of 18". Desk clamp attaches to edge up to 2.6" thick. Maximum combined weight supported not to exceed 50 lbs.
E0078 | Workstation, L-Shaped w/Peninsula, Free Std, 78x72 | 1 | VV | This section will provide a whole work station typical to quickly plan work areas in clinical or administrative spaces. There will be a price decrease if typical work stations are used with vertical hanging strips instead of panels. THIS TYPICAL INCLUDES: 4 standard solid panels; 2 panel connectors, 2-way corner; 1 panel-to-panel connector; 2 finished end hardware; 1 cantilevered work surface; 1 peninsula work surface; 2 lockable flipper units; 2 shelf, storage/display; 2 lights; 1 tack board, 48"W; 1 tool rail, 30"W; 1 paper tray; 1 diagonal tray; 1 adjustable keyboard tray; 1 mobile pedestal, box/file.
F0205 | Chair, Side With Arms | 2 | VV | Upholstered side chair, 32" high X 21" wide X 23" deep with arms, padded seats and padded backs. Seat height is a minimum of 17". Available with or without sled base.
F0280 | Chair, Swivel, Low Back | 1 | VV | Low back contemporary swivel chair, 37" high X 25" wide X 31" deep with a five (5) caster swivel base, arms and foam padded seat and back upholstered with either woven textile fabric or vinyl.
F0420 | Cabinet, Filing, Lateral, Half Height | 1 | VV | Half height two (2) or three (3) drawer lateral filing cabinet, 28" high X 42" wide X 18" deep with recessed handles, locking device and drawer label holders. Drawers are adaptable to either letter or legal size materials.
F2000 | Basket, Wastepaper, Fire Resistant | 1 | VV | Wastepaper basket, fire resistant, approximately 40 quart capacity. This unit is used to collect and temporarily store small quantities of paper refuse in patient rooms, administrative areas and nursing stations. Size and shape varies depending on the application and manufacturer selected.
F3200 | Clock, Battery, 12" Diameter | 1 | VV | Clock, 12" diameter. Round surface, easy to read numbers with sweep second hand. Wall mounted unit for use when impractical to install a fully synchronized clock system. Battery operated, (batteries not included).
M1800 | Monitor, Computer | 1 | VV | A high definition LED computer monitor with minimum 1920 x 1080 resolution, 4ms response time, 25 inch class display size, compatible with desk or arm mounted. Monitor is VESA compatible and Energy Star compliant.
M1801 | Computer, Microprocessing, w/Flat Panel Monitor | 1 | VV | Desk top microprocessing computer. The unit shall consist of a central processing mini tower, flat panel monitor, keyboard, mouse and speakers. The system shall have the following minimum characteristics: a 2.8 GHz Pentium processor; 512 MB memory; 80GB hard drive; 32/48x CD-ROMDVD combo; 1.44MB network interface card; video 32 MB NVIDIA; a 18 inch flat panel monitor. The computer is used throughout the facility to input, manipulate and retrieve information.
3 - IST01 - SCI Center Assistive Technology Room, SCI | 3 - IST01 - SCI Center Assistive Technology Room, SCI | 3 - IST01 - SCI Center Assistive Technology Room, SCI | 3 - IST01 - SCI Center Assistive Technology Room, SCI | 3 - IST01 - SCI Center Assistive Technology Room, SCI
JSN | NAME | QTY | ACQ/INS | DESCRIPTION
A5077 | Dispenser, Hand Sanitizer, Hands-Free | 1 | VV | A touch free wall-mounted hand sanitizer dispenser. For use throughout a healthcare facility. Unit does not include the sanitizing liquid. Units are battery operated.
A5107 | Dispenser, Glove, Surgical/Examination, Wall Mntd | 1 | VV | Examination three (Small Medium, Large) glove dispenser box for wall mounting. Fabricated of either cold rolled steel with a white baked enamel finish, plastic or acrylic. Hardware not included, Option 3 powder coated steel.
A5212 | Bracket, Television, Wall-Mounted, Tilt/Angle | 1 | VV | A wall mounted, tilt/angled TV bracket for 37" to 80" TVs. Mount will be a universal and VESA compliant unit with a load capacity of up to 130 lbs.
A5220 | Bracket, Television, Wall Backing | 1 | CC | Wall mounted television bracket backing which provides additional support and strength for the installation of the television bracket. Option available for interior or exterior plate and sized for 12” 16” or 24” stud spacing.
E0117 | Workstation, Straight, Free Standing, 48" W | 2 | VV | This JSN provides a typical work station to quickly plan work areas in clinical or administrative spaces. THIS TYPICAL INCLUDES: 2 standard solid panels; 1 panel connector, 2-way corner; 2 finished end hardware kits; 1 cantilevered work surface; 1 lockable flipper unit; 1 light; 1 tack board; 1 tool rail; 1 diagonal tray; 1 adjustable keyboard tray; 1 mobile pedestal, box/file; 1 support panel.
F0205 | Chair, Side With Arms | 2 | VV | Upholstered side chair, 32" high X 21" wide X 23" deep with arms, padded seats and padded backs. Seat height is a minimum of 17". Available with or without sled base.
F0275 | Chair, Swivel, High Back | 2 | VV | Highback contemporary swivel chair, 41" high X 23" wide X 23" deep with five (5) caster swivel base and arms. Chair may be used at desks or in conference rooms. Back and seat are foam padded and upholstered with either woven textile fabric or vinyl.
F0600 | Credenza, Executive, Wood | 1 | VV | Executive credenza with two (2) box drawers, two (2) file drawers, a center closed storage area with adjustable shelf and floor glides.
F2000 | Basket, Wastepaper, Fire Resistant | 1 | VV | Wastepaper basket, fire resistant, approximately 40 quart capacity. This unit is used to collect and temporarily store small quantities of paper refuse in patient rooms, administrative areas and nursing stations. Size and shape varies depending on the application and manufacturer selected.
F3200 | Clock, Battery, 12" Diameter | 1 | VV | Clock, 12" diameter. Round surface, easy to read numbers with sweep second hand. Wall mounted unit for use when impractical to install a fully synchronized clock system. Battery operated, (batteries not included).
M0430 | Recorder/ Player, Digital, Video, DVD | 1 | VV | Professional medical grade DVD video recorder/player. Approximately 5" high X 10" wide X 14" deep. Meets NTSC and PAL standards and employs MPEG2 video compression. Capable of high speed picture search, direct recording into available disc space and recording and playback on various DVD formats. Audio uses Dolby digital format. Convenience outlet required at point of use.
M0512 | Television, HDTV, Large Screen, 60" | 1 | VV | A high definition (HDTV) multimedia, slim design, 60"W to 65"W color television. The TV will have a 16.9 wide screen aspect ratio with full HD 1080p resolution and HDMI connections. TV may be LED, Plasma or LCD. TV will include a stand.
M1801 | Computer, Microprocessing, w/Flat Panel Monitor | 2 | VV | Desk top microprocessing computer. The unit shall consist of a central processing mini tower, flat panel monitor, keyboard, mouse and speakers. The system shall have the following minimum characteristics: a 2.8 GHz Pentium processor; 512 MB memory; 80GB hard drive; 32/48x CD-ROMDVD combo; 1.44MB network interface card; video 32 MB NVIDIA; a 18 inch flat panel monitor. The computer is used throughout the facility to input, manipulate and retrieve information.
M1825 | Printer, Computer | 1 | VV | High resolution computer printer with a variety of type styles and sheet/envelope feeder trays. Database information reflects network ready, medium duty office style laser printers. Other types of printers (bubble jet, dot matrix, line or plotter) as well as light or heavy use capabilities are available.
4 - IST02 - SCI Center Assistive Technology Equipment Storage Room, SCI | 4 - IST02 - SCI Center Assistive Technology Equipment Storage Room, SCI | 4 - IST02 - SCI Center Assistive Technology Equipment Storage Room, SCI | 4 - IST02 - SCI Center Assistive Technology Equipment Storage Room, SCI | 4 - IST02 - SCI Center Assistive Technology Equipment Storage Room, SCI
JSN | NAME | QTY | ACQ/INS | DESCRIPTION
M2055 | Shelving, Storage, Wire, CRS, w/Adjustable Shelves | 5 | VV | Stationary, wire, shelving unit. Unit has fully adjustable shelves constructed of stainless steel. For use in general purpose storage areas. Shelving is provided in various sizes and configurations. Price provided is for a unit approximately 74"H x 18"D x 48"W with four shelves.
5 - IST03 - SCI Center Full Court Gymnasium, SCI | 5 - IST03 - SCI Center Full Court Gymnasium, SCI | 5 - IST03 - SCI Center Full Court Gymnasium, SCI | 5 - IST03 - SCI Center Full Court Gymnasium, SCI | 5 - IST03 - SCI Center Full Court Gymnasium, SCI
JSN | NAME | QTY | ACQ/INS | DESCRIPTION
G1028 | Net, Volleyball w/Stanchions & Wires | 1 | VV | Volleyball net including stanchions and guy wires for use in a gym. Poles require floor plates for installation. Dimensions refer to items consolidated and packed in a storage bag.
M8260 | Hooks, Mat, Gym | 8 | VV | Gym mat hooks. Metal hook and bracket mounted on a hardwood base. Two hangers hold four 2" thick mats.
R2202 | Fountain, Water, CRS, Wall Mounted, Handicap | 3 | CC | Drinking water fountain. This unit is semi-recessed and wall mounted at handicap level with an air cooled compressor. The unit provides easy access with push-bar/button. The unit provides cool drinking water in hospitals and commercial office buildings to include access by handicapped persons.
6 - IST04 - SCI Center Gym Equipment Storage Room, SCI | 6 - IST04 - SCI Center Gym Equipment Storage Room, SCI | 6 - IST04 - SCI Center Gym Equipment Storage Room, SCI | 6 - IST04 - SCI Center Gym Equipment Storage Room, SCI | 6 - IST04 - SCI Center Gym Equipment Storage Room, SCI
JSN | NAME | QTY | ACQ/INS | DESCRIPTION
M2055 | Shelving, Storage, Wire, CRS, w/Adjustable Shelves | 10 | VV | Stationary, wire, shelving unit. Unit has fully adjustable shelves constructed of stainless steel. For use in general purpose storage areas. Shelving is provided in various sizes and configurations. Price provided is for a unit approximately 74"H x 18"D x 48"W with four shelves.
7 - IST05 - SCI Center Horticulture Therapy Room, SCI | 7 - IST05 - SCI Center Horticulture Therapy Room, SCI | 7 - IST05 - SCI Center Horticulture Therapy Room, SCI | 7 - IST05 - SCI Center Horticulture Therapy Room, SCI | 7 - IST05 - SCI Center Horticulture Therapy Room, SCI
JSN | NAME | QTY | ACQ/INS | DESCRIPTION
F0780 | Table, Work, 60W x 30D | 8 | VV | Work table approximately 29" high X 60" wide X 30" deep with top and four (4) non-folding legs.
38 - SCI/D CENTER SUPPORT AREA | 38 - SCI/D CENTER SUPPORT AREA | 38 - SCI/D CENTER SUPPORT AREA | 38 - SCI/D CENTER SUPPORT AREA | 38 - SCI/D CENTER SUPPORT AREA
1 - SS204 - SCI Center Receiving Control Office, Stff Sprt | 1 - SS204 - SCI Center Receiving Control Office, Stff Sprt | 1 - SS204 - SCI Center Receiving Control Office, Stff Sprt | 1 - SS204 - SCI Center Receiving Control Office, Stff Sprt | 1 - SS204 - SCI Center Receiving Control Office, Stff Sprt
JSN | NAME | QTY | ACQ/INS | DESCRIPTION
A1010 | Telecommunication Outlet | 2 | VV | Telecommunication outlet location.
A1015 | Telephone, Desk, Multiple Line | 1 | VV | Telephone, desk, multiple line.
A5145 | Hook, Garment, Double, SS, Surface Mounted | 1 | CC | A surface mounted, satin finish stainless steel, double garment hook. Equipped with a concealed mounting bracket that is secured to a concealed wall plate. For general purpose use throughout the facility to hang various items of apparel.
E0078 | Workstation, L-Shaped w/Peninsula, Free Std, 78x72 | 1 | VV | This section will provide a whole work station typical to quickly plan work areas in clinical or administrative spaces. There will be a price decrease if typical work stations are used with vertical hanging strips instead of panels. THIS TYPICAL INCLUDES: 4 standard solid panels; 2 panel connectors, 2-way corner; 1 panel-to-panel connector; 2 finished end hardware; 1 cantilevered work surface; 1 peninsula work surface; 2 lockable flipper units; 2 shelf, storage/display; 2 lights; 1 tack board, 48"W; 1 tool rail, 30"W; 1 paper tray; 1 diagonal tray; 1 adjustable keyboard tray; 1 mobile pedestal, box/file.
F0110 | Bookcase, 3 Shelf | 1 | VV | Freestanding open metal shelf book case, approximately 60" high X 36" wide X 18" deep with three (3) adjustable shelves and four (4) non-marking floor glides.
F0205 | Chair, Side With Arms | 2 | VV | Upholstered side chair, 32" high X 21" wide X 23" deep with arms, padded seats and padded backs. Seat height is a minimum of 17". Available with or without sled base.
F0275 | Chair, Swivel, High Back | 1 | VV | Highback contemporary swivel chair, 41" high X 23" wide X 23" deep with five (5) caster swivel base and arms. Chair may be used at desks or in conference rooms. Back and seat are foam padded and upholstered with either woven textile fabric or vinyl.
F0420 | Cabinet, Filing, Lateral, Half Height | 1 | VV | Half height two (2) or three (3) drawer lateral filing cabinet, 28" high X 42" wide X 18" deep with recessed handles, locking device and drawer label holders. Drawers are adaptable to either letter or legal size materials.
F2000 | Basket, Wastepaper, Fire Resistant | 1 | VV | Wastepaper basket, fire resistant, approximately 40 quart capacity. This unit is used to collect and temporarily store small quantities of paper refuse in patient rooms, administrative areas and nursing stations. Size and shape varies depending on the application and manufacturer selected.
F3200 | Clock, Battery, 12" Diameter | 1 | VV | Clock, 12" diameter. Round surface, easy to read numbers with sweep second hand. Wall mounted unit for use when impractical to install a fully synchronized clock system. Battery operated, (batteries not included).
M1801 | Computer, Microprocessing, w/Flat Panel Monitor | 1 | VV | Desk top microprocessing computer. The unit shall consist of a central processing mini tower, flat panel monitor, keyboard, mouse and speakers. The system shall have the following minimum characteristics: a 2.8 GHz Pentium processor; 512 MB memory; 80GB hard drive; 32/48x CD-ROMDVD combo; 1.44MB network interface card; video 32 MB NVIDIA; a 18 inch flat panel monitor. The computer is used throughout the facility to input, manipulate and retrieve information.
2 - SB684 - SCI Center Receiving Dock, Lgstcs Svc | 2 - SB684 - SCI Center Receiving Dock, Lgstcs Svc | 2 - SB684 - SCI Center Receiving Dock, Lgstcs Svc | 2 - SB684 - SCI Center Receiving Dock, Lgstcs Svc | 2 - SB684 - SCI Center Receiving Dock, Lgstcs Svc
JSN | NAME | QTY | ACQ/INS | DESCRIPTION
A1015 | Telephone, Desk, Multiple Line | 1 | VV | Telephone, desk, multiple line.
F0275 | Chair, Swivel, High Back | 1 | VV | Highback contemporary swivel chair, 41" high X 23" wide X 23" deep with five (5) caster swivel base and arms. Chair may be used at desks or in conference rooms. Back and seat are foam padded and upholstered with either woven textile fabric or vinyl.
F0420 | Cabinet, Filing, Lateral, Half Height | 1 | VV | Half height two (2) or three (3) drawer lateral filing cabinet, 28" high X 42" wide X 18" deep with recessed handles, locking device and drawer label holders. Drawers are adaptable to either letter or legal size materials.
F0530 | Cart, Trash | 1 | VV | Heavy duty trash cart, approximately 42" high X 74" wide X 34" deep with two (2) solid non-marking rubber roller bearing wheels, one (1) or two (2) swivel casters, 2000 pound capacity and tilt mechanism.
F0775 | Table, Work, 2 Drawer | 1 | VV | Work table approximately 32" high X 72" wide X 30" deep with two drawers and a hard wood top.
F3200 | Clock, Battery, 12" Diameter | 1 | VV | Clock, 12" diameter. Round surface, easy to read numbers with sweep second hand. Wall mounted unit for use when impractical to install a fully synchronized clock system. Battery operated, (batteries not included).
M2055 | Shelving, Storage, Wire, CRS, w/Adjustable Shelves | 1 | VV | Stationary, wire, shelving unit. Unit has fully adjustable shelves constructed of stainless steel. For use in general purpose storage areas. Shelving is provided in various sizes and configurations. Price provided is for a unit approximately 74"H x 18"D x 48"W with four shelves.
M2115 | Truck, Hand, 2 Wheel | 1 | VV | 2 wheel hand truck. Double handled with three supportive crossbars for heavy duty use. 800 pound weight capacity with two 8 or 10 inch wheels. For use in the warehouse.
3 - SB226 - SCI Center Staff Breakout Room, Bldg Sprt | 3 - SB226 - SCI Center Staff Breakout Room, Bldg Sprt | 3 - SB226 - SCI Center Staff Breakout Room, Bldg Sprt | 3 - SB226 - SCI Center Staff Breakout Room, Bldg Sprt | 3 - SB226 - SCI Center Staff Breakout Room, Bldg Sprt
JSN | NAME | QTY | ACQ/INS | DESCRIPTION
A1015 | Telephone, Desk, Multiple Line | 1 | VV | Telephone, desk, multiple line.
F0420 | Cabinet, Filing, Lateral, Half Height | 1 | VV | Half height two (2) or three (3) drawer lateral filing cabinet, 28" high X 42" wide X 18" deep with recessed handles, locking device and drawer label holders. Drawers are adaptable to either letter or legal size materials.
F0790 | Table, Work, 60W x 48D | 1 | VV | Work table approximately 30" high x 60" wide x 48" deep with a thick laminate top and four (4) non-folding legs.
F2016 | Waste Receptacle, 40 GAL | 1 | VV | Rectangular steel waste receptacle with step-on lid and a 40 gallon capacity. The receptacle is used to collect and temporarily store small quantities of paper refuse. Can be used in restrooms, patient areas, laboratories, pharmacies, etc.
F2700 | Reader, Bar Code, Hand Held, With Interface | 1 | VV | Hand held laser bar code reader with computer interface. Used for automated inventory, using bar code stickers / labels. Convenience outlet required at point of use.
F3200 | Clock, Battery, 12" Diameter | 1 | VV | Clock, 12" diameter. Round surface, easy to read numbers with sweep second hand. Wall mounted unit for use when impractical to install a fully synchronized clock system. Battery operated, (batteries not included).
M1801 | Computer, Microprocessing, w/Flat Panel Monitor | 1 | VV | Desk top microprocessing computer. The unit shall consist of a central processing mini tower, flat panel monitor, keyboard, mouse and speakers. The system shall have the following minimum characteristics: a 2.8 GHz Pentium processor; 512 MB memory; 80GB hard drive; 32/48x CD-ROMDVD combo; 1.44MB network interface card; video 32 MB NVIDIA; a 18 inch flat panel monitor. The computer is used throughout the facility to input, manipulate and retrieve information.
M1832 | Printer, Color, Small | 1 | VV | Desktop color printer. Printer shall be capable of printing a minimum of 10 pages per minute (ppm) of black print and 7 ppm color print. Resolution shall be no less than 600 X 600 dpi. It shall be capable of printing on multiple media types (plain, inkjet and photo paper) and be capable of accepting media sizes of 3 X 5 to 8.5 X 14 inches. The printer is used in small offices.
4 - IST11 - SCI Center Wheelchair Workshop Receiving / Pick-up, SCI | 4 - IST11 - SCI Center Wheelchair Workshop Receiving / Pick-up, SCI | 4 - IST11 - SCI Center Wheelchair Workshop Receiving / Pick-up, SCI | 4 - IST11 - SCI Center Wheelchair Workshop Receiving / Pick-up, SCI | 4 - IST11 - SCI Center Wheelchair Workshop Receiving / Pick-up, SCI
JSN | NAME | QTY | ACQ/INS | DESCRIPTION
F0230 | Chair, Drafting, Rotary | 3 | VV | Drafting chair approximately 47" high X 20" wide X 20" deep with rotary stool and a 5 (five) star base with casters. Padded seat and back. Foot ring adjusts with chair.
T0801 | Workbench, Electric, Pedestal Base | 3 | VV | Electrical workbench approximately 34" H x 72" W x 36" D. Characteristics/components include butcher block maple top; with two drawer or door pedestals and an electronic riser wiring kit. This workbench is used in wood and metal workshops. Workbench is a mix and match construction and can be configured to end users needs.
T1000 | Cabinet, Tool, Mobile, With Mechanics Tool Chest | 1 | VV | Tool cabinet and chest. Characteristics/components include: a mobile tool cabinet with 5 inch casters; shall have a minimum of 7 tamper-proof drawers; and have an internal drawer locking system that prevents unintentional drawer openings. The mechanics tool chest shall be capable of sitting on top of the mobile tool cabinet. It shall have a minimum of 10 tamper-proof drawers and have an internal drawer locking system that prevents unintentional drawer opening. All drawers shall lock automatically when the lid is closed. Shall have a partitioned top till that holds the lift-out trays equipped with socket dividers.
5 - IST14 - SCI Center Wheelchair Repair Workarea, SCI | 5 - IST14 - SCI Center Wheelchair Repair Workarea, SCI | 5 - IST14 - SCI Center Wheelchair Repair Workarea, SCI | 5 - IST14 - SCI Center Wheelchair Repair Workarea, SCI | 5 - IST14 - SCI Center Wheelchair Repair Workarea, SCI
JSN | NAME | QTY | ACQ/INS | DESCRIPTION
A1012 | Telephone, Wall Mounted, 1 Line | 1 | VV | Telephone, wall mounted, 1 line.
A5075 | Dispenser, Soap, Disposable | 1 | VV | Disposable soap dispenser. One-handed dispensing operation. Designed to accommodate disposable soap cartridge and valve.
A5077 | Dispenser, Hand Sanitizer, Hands-Free | 1 | VV | A touch free wall-mounted hand sanitizer dispenser. For use throughout a healthcare facility. Unit does not include the sanitizing liquid. Units are battery operated.
A5080 | Dispenser, Paper Towel, SS, Surface Mounted | 1 | CC | A surface mounted, satin finish stainless steel, single-fold, paper towel dispenser. Dispenser features: tumbler lock; front hinged at bottom; and refill indicator slot. Minimum capacity 400 single-fold paper towels. For general purpose use throughout the facility.
C05P0 | Cabinet, Sink, U/C/B, 2 Door, 36x48x22 | 1 | CC | Standing height under counter base sink cabinet with solid hinged doors. Also referred to as a double-door sink cabinet. For general purpose use throughout the facility where a sink is to be used. Coordinate actual clear cabinet dimension with the actual outside dimension of sink that is specified to ensure that they are compatible.
CT050 | Countertop, Stainless Steel | 4 | CC | Stainless steel countertop (composition of heavy-gauge Type No. 304 stainless steel) having a smooth satin finish and integral 4" backsplash/curb. Also referred to as a corrosion-resistant steel work surface or work top. Available in various depths. Used in areas where excellent ease of cleaning, abrasion resistance, bacteria resistance, impact resistance, load capacity and moisture resistance, are of concern. Pricing based upon a 24" depth.
D8990 | Cleaner, Ultrasonic, 10-12 Quart Capacity | 1 | VV | Ultrasonic cleaner. Used in dental laboratories and operatories to clean dental instruments and tools either as a preliminary step to sterilization or to remove material. Cleaners are available in several sizes with or without timers and/or heat. The units used for the database have a 10-12 quart capacity and are equipped with a timer and heat.
F2020 | Can, Trash, 44 Gallon | 1 | VV | Forty four (44) gallon trash can, 32" high X 24" diameter, with lid. Used to collect and transport refuse from a point of origin to point of disposal (example: from soiled utility or a nursing unit to the trash compactor at housekeeping).
F3050 | Whiteboard, Dry Erase | 1 | VV | Whiteboard unit, approximately 36" H x 48" W consisting of a white porcelain enamel writing surface with an attached chalk tray. Magnetic surface available. Image can be easily removed with a standard chalkboard eraser. For use with water color pens. Unit is ready to hang.
F3200 | Clock, Battery, 12" Diameter | 1 | VV | Clock, 12" diameter. Round surface, easy to read numbers with sweep second hand. Wall mounted unit for use when impractical to install a fully synchronized clock system. Battery operated, (batteries not included).
M2070 | Shelving, Storage, 77hx36wx18d | 3 | VV | Storage shelving unit approximately 77" H X 36" W X 18" D. Corrosion resistant baked enamel, galvanized or stainless steel open unit with adjustable shelves. The closed version is also available. For use in the storage room.
P2450 | Valve, Mixing, Thermostatic | 1 | CC | Thermostatic mixing valve with washout hose. Used with portable whirlpool equipment. Thermostatic valve is used to maintain temperature between 70 and 110 degree Fahrenheit, with a flow rate of 20 gallons a minute. The washout hose assembly is used to wash out tanks after treatment. Used in physical therapy department to provide comfortable water temperature for patient treatments.
P5210 | Shower, Safety, Freestanding, With Eye/Face Wash | 1 | CC | Deluge safety shower. This is a complete, maximum protection safety station consisting of a free-standing emergency shower and an eye/face wash fixture. Used anywhere exposure to hazardous substances may occur.
P6500 | Sink, Service, Cast Iron | 1 | CC | Service sink approximately 18" D x 22" W x 20" H which includes a polished chromium-plated combination hot and cold water faucet with integral stops and extended spout. Spout will have a pail hook, 3/4 inch hose coupling thread and shall include a backflow preventer. The faucet will be provided with a top brace and wall fittings for mounting above service sink. Service sink will be made of enameled cast iron. Used throughout the facility in utility rooms for washing and cleaning equipment.
T0285 | Drill Press, Floor Mounted, Tilt Table | 1 | VV | Floor mounted drill press. Characteristics/components include 1/2 inch drill capacity; tilt table that tilts 45 degrees; 3/4 HP motor; three-spoke pilot wheel; depth stop and gauge. The unit is used for general purposes in occupational therapy.
T0600 | Workbench, 2 Drawer | 1 | VV | Work station workbench approximately 36"D x 72"W x 30"H. Characteristics/components include two drawers (14" W X 20" D X 5" H); master key lock; back stops; and an 18" drawer/ small parts cabinet. This unit is used in wood and metal workshops.
T3640 | Grinder, Pedestal/Mounted, Combination Belt/Disc | 1 | VV | Pedestal type grinder. Combination 6-inch abrasive belt and 12-inch abrasive disk sander with tilting table assemblies, belt and disc guard and dust collection shroud. This grinder is used for grinding materials in metal workshops.
T9400 | Vise, Machinists', Swivel Base | 1 | VV | General purpose machinists' vise. Characteristics include 360 degree swivel base with lock down and capability to hold pipe, shafts, and square machined parts with maximum gripping. Vise is used for a wide range of work and is available in 4 to 6 inch jaw widths.
6 - IST17 - SCI Center Wheelchair Parts Storage Room, SCI | 6 - IST17 - SCI Center Wheelchair Parts Storage Room, SCI | 6 - IST17 - SCI Center Wheelchair Parts Storage Room, SCI | 6 - IST17 - SCI Center Wheelchair Parts Storage Room, SCI | 6 - IST17 - SCI Center Wheelchair Parts Storage Room, SCI
JSN | NAME | QTY | ACQ/INS | DESCRIPTION
M2055 | Shelving, Storage, Wire, CRS, w/Adjustable Shelves | 1 | VV | Stationary, wire, shelving unit. Unit has fully adjustable shelves constructed of stainless steel. For use in general purpose storage areas. Shelving is provided in various sizes and configurations. Price provided is for a unit approximately 74"H x 18"D x 48"W with four shelves.
M2085 | Shelving, Storage, Pallet | 1 | VV | Pallet storage shelving starter section. This unit is of heavy duty construction and has channel type bracing in between columns, heavy duty foot plate with 3-point security. The size will be determined by weight load. It is designed for easy forklift access in storage areas and warehouses.
M2130 | Truck, Hydraulic Lift, Electric | 1 | VV | Electric lift truck. Equipped with heavy duty hydraulic system and 12 V battery. For use within enclosed warehouse spaces. Adjustable 25" (approx) long forks. Complete with 10 amp charger. Counterweight must be used to help prevent tipping. NOTE: Not recommended for moving long distances or over uneven surfaces.
T1150 | Cabinet, Storage, Electric Parts | 1 | VV | Electric parts storage cabinet. Characteristics/components include sturdy construction steel hardware; provides storage space for various items; adjustable dividers in drawers; double doors; and master-keyed lock. This cabinet can be used to store electric parts in an electrical shop.
7 - IST21 - SCI Center Wheelchair Wash Room, SCI | 7 - IST21 - SCI Center Wheelchair Wash Room, SCI | 7 - IST21 - SCI Center Wheelchair Wash Room, SCI | 7 - IST21 - SCI Center Wheelchair Wash Room, SCI | 7 - IST21 - SCI Center Wheelchair Wash Room, SCI
JSN | NAME | QTY | ACQ/INS | DESCRIPTION
A5075 | Dispenser, Soap, Disposable | 1 | VV | Disposable soap dispenser. One-handed dispensing operation. Designed to accommodate disposable soap cartridge and valve.
A5080 | Dispenser, Paper Towel, SS, Surface Mounted | 1 | CC | A surface mounted, satin finish stainless steel, single-fold, paper towel dispenser. Dispenser features: tumbler lock; front hinged at bottom; and refill indicator slot. Minimum capacity 400 single-fold paper towels. For general purpose use throughout the facility.
A5160 | Shelf, 8" Depth, SS, Surface Mounted | 1 | CC | A surface mounted, satin finish, stainless steel shelf with a minimum depth of 8". Mounting brackets are welded to shelf. Shelf is available in various widths. For general purpose use in scrub areas/rooms or other areas of the facility where a SS shelf is required. Pricing based upon a 36" width.
C03A0 | Cabinet, U/C/B, Open, 2 Shelf, 36x30x22 | 1 | CC | Standing height under counter, steel base cabinet, open, with two adjustable shelves. Also referred to as an open cabinet. For general purpose use throughout the facility.
CT020 | Countertop, Solid Surface | 1 | CC | A solid, nonporous countertop with a smooth seamless appearance. Easy to clean and maintain and with proper cleaning does not support the growth of mold. An acrylic-based solid surface product. Standard thickness of 1", and a 4" butt backsplash/curb. Also referred to as a work surface or work top. Available in a choice of colors and depths. Used in lab and other hospital areas requiring optimum physical and chemical resisting properties.
K9600 | Washer, Cart, Automatic, Electric And Steam | 1 | CC | Automatic cart washer. This unit is a CRS, roll-through unit with wash, rinse and dry cycles to accommodate pastry cabinet utility carts and non-electric, non-motorized food carriers. The washer will be a compartment type and have a reciprocating spray pressure washer system constructed of stainless steel. With the spray head suspended on rollers from a stationary back in the washer, this unit is designed specifically for processing clustered racks and carts.
M2055 | Shelving, Storage, Wire, CRS, w/Adjustable Shelves | 1 | VV | Stationary, wire, shelving unit. Unit has fully adjustable shelves constructed of stainless steel. For use in general purpose storage areas. Shelving is provided in various sizes and configurations. Price provided is for a unit approximately 74"H x 18"D x 48"W with four shelves.
P1965 | Eyewash, Eye/Face, Sink Mounted, Hands-free | 1 | CC | A sink mounted eyewash station. The unit is designed for emergency eye and face rinsing from soft flow dual spray-heads. The Flow must be activated by the single momentary action and remain on until terminated.
P2451 | Valve, Mixing, Thermostatic, Eyewash | 1 | CC | Emergency tempering valve thermostatically mixes hot and cold water to provide a safe fluid supply for a single emergency eye/face wash with a flow rate of 10 gpm (38.8L)
8 - SB663 - SCI Center General Storage Room, Lgstcs Svc | 8 - SB663 - SCI Center General Storage Room, Lgstcs Svc | 8 - SB663 - SCI Center General Storage Room, Lgstcs Svc | 8 - SB663 - SCI Center General Storage Room, Lgstcs Svc | 8 - SB663 - SCI Center General Storage Room, Lgstcs Svc
JSN | NAME | QTY | ACQ/INS | DESCRIPTION
M2055 | Shelving, Storage, Wire, CRS, w/Adjustable Shelves | 2 | VV | Stationary, wire, shelving unit. Unit has fully adjustable shelves constructed of stainless steel. For use in general purpose storage areas. Shelving is provided in various sizes and configurations. Price provided is for a unit approximately 74"H x 18"D x 48"W with four shelves.
9 - SB721 - SCI Center Medical Material Storage Room, Lgstcs Svc | 9 - SB721 - SCI Center Medical Material Storage Room, Lgstcs Svc | 9 - SB721 - SCI Center Medical Material Storage Room, Lgstcs Svc | 9 - SB721 - SCI Center Medical Material Storage Room, Lgstcs Svc | 9 - SB721 - SCI Center Medical Material Storage Room, Lgstcs Svc
JSN | NAME | QTY | ACQ/INS | DESCRIPTION
E0948 | Cart, General Storage, Mobile, 42"H x 32"W x 22"D | 1 | VV | THIS TYPICAL INCLUDES: 1 Cart Body, Style-A Narrow, w/Raised Edge Top 2 Drawers, 3" H 4 Drawers, 6" H 1 Accessory Rail, Side Drawer Organizer Bins
E0981 | Cart, Wire, Mobile, 60"W x 64"H x 24"D | 3 | VV | THIS TYPICAL INCLUDES: 1 Wire Cart, w/Casters 3 Wire Shelves 5 Vertical Back/Side Panels 1 Stainless Steel Shelf 1 Storage Frame 2 Drawers, 6"H Label Clips.
10 - IST37 - SCI Center Outdoor Therapeutic Equipment Storage Room, SCI | 10 - IST37 - SCI Center Outdoor Therapeutic Equipment Storage Room, SCI | 10 - IST37 - SCI Center Outdoor Therapeutic Equipment Storage Room, SCI | 10 - IST37 - SCI Center Outdoor Therapeutic Equipment Storage Room, SCI | 10 - IST37 - SCI Center Outdoor Therapeutic Equipment Storage Room, SCI
JSN | NAME | QTY | ACQ/INS | DESCRIPTION
M2055 | Shelving, Storage, Wire, CRS, w/Adjustable Shelves | 8 | VV | Stationary, wire, shelving unit. Unit has fully adjustable shelves constructed of stainless steel. For use in general purpose storage areas. Shelving is provided in various sizes and configurations. Price provided is for a unit approximately 74"H x 18"D x 48"W with four shelves.
11 - IST38 - SCI Center Outdoor Active Recreational Equipment Storage Room, SCI | 11 - IST38 - SCI Center Outdoor Active Recreational Equipment Storage Room, SCI | 11 - IST38 - SCI Center Outdoor Active Recreational Equipment Storage Room, SCI | 11 - IST38 - SCI Center Outdoor Active Recreational Equipment Storage Room, SCI | 11 - IST38 - SCI Center Outdoor Active Recreational Equipment Storage Room, SCI
JSN | NAME | QTY | ACQ/INS | DESCRIPTION
M2055 | Shelving, Storage, Wire, CRS, w/Adjustable Shelves | 4 | VV | Stationary, wire, shelving unit. Unit has fully adjustable shelves constructed of stainless steel. For use in general purpose storage areas. Shelving is provided in various sizes and configurations. Price provided is for a unit approximately 74"H x 18"D x 48"W with four shelves.
12 - IST39 - SCI Center Outdoor Passive Recreational Equipment Storage Room, SCI | 12 - IST39 - SCI Center Outdoor Passive Recreational Equipment Storage Room, SCI | 12 - IST39 - SCI Center Outdoor Passive Recreational Equipment Storage Room, SCI | 12 - IST39 - SCI Center Outdoor Passive Recreational Equipment Storage Room, SCI | 12 - IST39 - SCI Center Outdoor Passive Recreational Equipment Storage Room, SCI
JSN | NAME | QTY | ACQ/INS | DESCRIPTION
M2055 | Shelving, Storage, Wire, CRS, w/Adjustable Shelves | 5 | VV | Stationary, wire, shelving unit. Unit has fully adjustable shelves constructed of stainless steel. For use in general purpose storage areas. Shelving is provided in various sizes and configurations. Price provided is for a unit approximately 74"H x 18"D x 48"W with four shelves.
13 - IST40 - SCI Center Outdoor Social Activity Equipment Storage Room, SCI | 13 - IST40 - SCI Center Outdoor Social Activity Equipment Storage Room, SCI | 13 - IST40 - SCI Center Outdoor Social Activity Equipment Storage Room, SCI | 13 - IST40 - SCI Center Outdoor Social Activity Equipment Storage Room, SCI | 13 - IST40 - SCI Center Outdoor Social Activity Equipment Storage Room, SCI
JSN | NAME | QTY | ACQ/INS | DESCRIPTION
M2055 | Shelving, Storage, Wire, CRS, w/Adjustable Shelves | 6 | VV | Stationary, wire, shelving unit. Unit has fully adjustable shelves constructed of stainless steel. For use in general purpose storage areas. Shelving is provided in various sizes and configurations. Price provided is for a unit approximately 74"H x 18"D x 48"W with four shelves.
14 - SB283 - SCI Center Trash Collection Room, Bldg Sprt | 14 - SB283 - SCI Center Trash Collection Room, Bldg Sprt | 14 - SB283 - SCI Center Trash Collection Room, Bldg Sprt | 14 - SB283 - SCI Center Trash Collection Room, Bldg Sprt | 14 - SB283 - SCI Center Trash Collection Room, Bldg Sprt
JSN | NAME | QTY | ACQ/INS | DESCRIPTION
A5077 | Dispenser, Hand Sanitizer, Hands-Free | 1 | VV | A touch free wall-mounted hand sanitizer dispenser. For use throughout a healthcare facility. Unit does not include the sanitizing liquid. Units are battery operated.
A5107 | Dispenser, Glove, Surgical/Examination, Wall Mntd | 1 | VV | Examination three (Small Medium, Large) glove dispenser box for wall mounting. Fabricated of either cold rolled steel with a white baked enamel finish, plastic or acrylic. Hardware not included, Option 3 powder coated steel.
F0530 | Cart, Trash | 1 | VV | Heavy duty trash cart, approximately 42" high X 74" wide X 34" deep with two (2) solid non-marking rubber roller bearing wheels, one (1) or two (2) swivel casters, 2000 pound capacity and tilt mechanism.
F2026 | Container, Recycling, Large | 1 | VV | Recycling container shall be approximately 30-gallons in capacity. The container may include a lid and be Recycle Blue in color with the recycle symbol identified on the container.
15 - SB267 - SCI Center Recycling Room, Bldg Sprt | 15 - SB267 - SCI Center Recycling Room, Bldg Sprt | 15 - SB267 - SCI Center Recycling Room, Bldg Sprt | 15 - SB267 - SCI Center Recycling Room, Bldg Sprt | 15 - SB267 - SCI Center Recycling Room, Bldg Sprt
JSN | NAME | QTY | ACQ/INS | DESCRIPTION
A5077 | Dispenser, Hand Sanitizer, Hands-Free | 1 | VV | A touch free wall-mounted hand sanitizer dispenser. For use throughout a healthcare facility. Unit does not include the sanitizing liquid. Units are battery operated.
A5107 | Dispenser, Glove, Surgical/Examination, Wall Mntd | 1 | VV | Examination three (Small Medium, Large) glove dispenser box for wall mounting. Fabricated of either cold rolled steel with a white baked enamel finish, plastic or acrylic. Hardware not included, Option 3 powder coated steel.
F0530 | Cart, Trash | 1 | VV | Heavy duty trash cart, approximately 42" high X 74" wide X 34" deep with two (2) solid non-marking rubber roller bearing wheels, one (1) or two (2) swivel casters, 2000 pound capacity and tilt mechanism.
F2026 | Container, Recycling, Large | 1 | VV | Recycling container shall be approximately 30-gallons in capacity. The container may include a lid and be Recycle Blue in color with the recycle symbol identified on the container.
39 - SCI/D CENTER STAFF AND ADMINISTRATIVE AREA | 39 - SCI/D CENTER STAFF AND ADMINISTRATIVE AREA | 39 - SCI/D CENTER STAFF AND ADMINISTRATIVE AREA | 39 - SCI/D CENTER STAFF AND ADMINISTRATIVE AREA | 39 - SCI/D CENTER STAFF AND ADMINISTRATIVE AREA
1 - SS204 - SCI Center Chief Office, Stff Sprt | 1 - SS204 - SCI Center Chief Office, Stff Sprt | 1 - SS204 - SCI Center Chief Office, Stff Sprt | 1 - SS204 - SCI Center Chief Office, Stff Sprt | 1 - SS204 - SCI Center Chief Office, Stff Sprt
JSN | NAME | QTY | ACQ/INS | DESCRIPTION
A1010 | Telecommunication Outlet | 2 | VV | Telecommunication outlet location.
A1015 | Telephone, Desk, Multiple Line | 1 | VV | Telephone, desk, multiple line.
A5145 | Hook, Garment, Double, SS, Surface Mounted | 1 | CC | A surface mounted, satin finish stainless steel, double garment hook. Equipped with a concealed mounting bracket that is secured to a concealed wall plate. For general purpose use throughout the facility to hang various items of apparel.
E0078 | Workstation, L-Shaped w/Peninsula, Free Std, 78x72 | 1 | VV | This section will provide a whole work station typical to quickly plan work areas in clinical or administrative spaces. There will be a price decrease if typical work stations are used with vertical hanging strips instead of panels. THIS TYPICAL INCLUDES: 4 standard solid panels; 2 panel connectors, 2-way corner; 1 panel-to-panel connector; 2 finished end hardware; 1 cantilevered work surface; 1 peninsula work surface; 2 lockable flipper units; 2 shelf, storage/display; 2 lights; 1 tack board, 48"W; 1 tool rail, 30"W; 1 paper tray; 1 diagonal tray; 1 adjustable keyboard tray; 1 mobile pedestal, box/file.
F0110 | Bookcase, 3 Shelf | 1 | VV | Freestanding open metal shelf book case, approximately 60" high X 36" wide X 18" deep with three (3) adjustable shelves and four (4) non-marking floor glides.
F0205 | Chair, Side With Arms | 2 | VV | Upholstered side chair, 32" high X 21" wide X 23" deep with arms, padded seats and padded backs. Seat height is a minimum of 17". Available with or without sled base.
F0275 | Chair, Swivel, High Back | 1 | VV | Highback contemporary swivel chair, 41" high X 23" wide X 23" deep with five (5) caster swivel base and arms. Chair may be used at desks or in conference rooms. Back and seat are foam padded and upholstered with either woven textile fabric or vinyl.
F0420 | Cabinet, Filing, Lateral, Half Height | 1 | VV | Half height two (2) or three (3) drawer lateral filing cabinet, 28" high X 42" wide X 18" deep with recessed handles, locking device and drawer label holders. Drawers are adaptable to either letter or legal size materials.
F2000 | Basket, Wastepaper, Fire Resistant | 1 | VV | Wastepaper basket, fire resistant, approximately 40 quart capacity. This unit is used to collect and temporarily store small quantities of paper refuse in patient rooms, administrative areas and nursing stations. Size and shape varies depending on the application and manufacturer selected.
F3200 | Clock, Battery, 12" Diameter | 1 | VV | Clock, 12" diameter. Round surface, easy to read numbers with sweep second hand. Wall mounted unit for use when impractical to install a fully synchronized clock system. Battery operated, (batteries not included).
M1801 | Computer, Microprocessing, w/Flat Panel Monitor | 1 | VV | Desk top microprocessing computer. The unit shall consist of a central processing mini tower, flat panel monitor, keyboard, mouse and speakers. The system shall have the following minimum characteristics: a 2.8 GHz Pentium processor; 512 MB memory; 80GB hard drive; 32/48x CD-ROMDVD combo; 1.44MB network interface card; video 32 MB NVIDIA; a 18 inch flat panel monitor. The computer is used throughout the facility to input, manipulate and retrieve information.
2 - SS204 - SCI Center AO Office, Stff Sprt | 2 - SS204 - SCI Center AO Office, Stff Sprt | 2 - SS204 - SCI Center AO Office, Stff Sprt | 2 - SS204 - SCI Center AO Office, Stff Sprt | 2 - SS204 - SCI Center AO Office, Stff Sprt
JSN | NAME | QTY | ACQ/INS | DESCRIPTION
A1010 | Telecommunication Outlet | 2 | VV | Telecommunication outlet location.
A1015 | Telephone, Desk, Multiple Line | 1 | VV | Telephone, desk, multiple line.
A5145 | Hook, Garment, Double, SS, Surface Mounted | 1 | CC | A surface mounted, satin finish stainless steel, double garment hook. Equipped with a concealed mounting bracket that is secured to a concealed wall plate. For general purpose use throughout the facility to hang various items of apparel.
E0078 | Workstation, L-Shaped w/Peninsula, Free Std, 78x72 | 1 | VV | This section will provide a whole work station typical to quickly plan work areas in clinical or administrative spaces. There will be a price decrease if typical work stations are used with vertical hanging strips instead of panels. THIS TYPICAL INCLUDES: 4 standard solid panels; 2 panel connectors, 2-way corner; 1 panel-to-panel connector; 2 finished end hardware; 1 cantilevered work surface; 1 peninsula work surface; 2 lockable flipper units; 2 shelf, storage/display; 2 lights; 1 tack board, 48"W; 1 tool rail, 30"W; 1 paper tray; 1 diagonal tray; 1 adjustable keyboard tray; 1 mobile pedestal, box/file.
F0110 | Bookcase, 3 Shelf | 1 | VV | Freestanding open metal shelf book case, approximately 60" high X 36" wide X 18" deep with three (3) adjustable shelves and four (4) non-marking floor glides.
F0205 | Chair, Side With Arms | 2 | VV | Upholstered side chair, 32" high X 21" wide X 23" deep with arms, padded seats and padded backs. Seat height is a minimum of 17". Available with or without sled base.
F0275 | Chair, Swivel, High Back | 1 | VV | Highback contemporary swivel chair, 41" high X 23" wide X 23" deep with five (5) caster swivel base and arms. Chair may be used at desks or in conference rooms. Back and seat are foam padded and upholstered with either woven textile fabric or vinyl.
F0420 | Cabinet, Filing, Lateral, Half Height | 1 | VV | Half height two (2) or three (3) drawer lateral filing cabinet, 28" high X 42" wide X 18" deep with recessed handles, locking device and drawer label holders. Drawers are adaptable to either letter or legal size materials.
F2000 | Basket, Wastepaper, Fire Resistant | 1 | VV | Wastepaper basket, fire resistant, approximately 40 quart capacity. This unit is used to collect and temporarily store small quantities of paper refuse in patient rooms, administrative areas and nursing stations. Size and shape varies depending on the application and manufacturer selected.
F3200 | Clock, Battery, 12" Diameter | 1 | VV | Clock, 12" diameter. Round surface, easy to read numbers with sweep second hand. Wall mounted unit for use when impractical to install a fully synchronized clock system. Battery operated, (batteries not included).
M1801 | Computer, Microprocessing, w/Flat Panel Monitor | 1 | VV | Desk top microprocessing computer. The unit shall consist of a central processing mini tower, flat panel monitor, keyboard, mouse and speakers. The system shall have the following minimum characteristics: a 2.8 GHz Pentium processor; 512 MB memory; 80GB hard drive; 32/48x CD-ROMDVD combo; 1.44MB network interface card; video 32 MB NVIDIA; a 18 inch flat panel monitor. The computer is used throughout the facility to input, manipulate and retrieve information.
3 - SS204 - SCI Center Medical Director Office, Stff Sprt | 3 - SS204 - SCI Center Medical Director Office, Stff Sprt | 3 - SS204 - SCI Center Medical Director Office, Stff Sprt | 3 - SS204 - SCI Center Medical Director Office, Stff Sprt | 3 - SS204 - SCI Center Medical Director Office, Stff Sprt
JSN | NAME | QTY | ACQ/INS | DESCRIPTION
A1010 | Telecommunication Outlet | 2 | VV | Telecommunication outlet location.
A1015 | Telephone, Desk, Multiple Line | 1 | VV | Telephone, desk, multiple line.
A5145 | Hook, Garment, Double, SS, Surface Mounted | 1 | CC | A surface mounted, satin finish stainless steel, double garment hook. Equipped with a concealed mounting bracket that is secured to a concealed wall plate. For general purpose use throughout the facility to hang various items of apparel.
E0078 | Workstation, L-Shaped w/Peninsula, Free Std, 78x72 | 1 | VV | This section will provide a whole work station typical to quickly plan work areas in clinical or administrative spaces. There will be a price decrease if typical work stations are used with vertical hanging strips instead of panels. THIS TYPICAL INCLUDES: 4 standard solid panels; 2 panel connectors, 2-way corner; 1 panel-to-panel connector; 2 finished end hardware; 1 cantilevered work surface; 1 peninsula work surface; 2 lockable flipper units; 2 shelf, storage/display; 2 lights; 1 tack board, 48"W; 1 tool rail, 30"W; 1 paper tray; 1 diagonal tray; 1 adjustable keyboard tray; 1 mobile pedestal, box/file.
F0110 | Bookcase, 3 Shelf | 1 | VV | Freestanding open metal shelf book case, approximately 60" high X 36" wide X 18" deep with three (3) adjustable shelves and four (4) non-marking floor glides.
F0205 | Chair, Side With Arms | 2 | VV | Upholstered side chair, 32" high X 21" wide X 23" deep with arms, padded seats and padded backs. Seat height is a minimum of 17". Available with or without sled base.
F0275 | Chair, Swivel, High Back | 1 | VV | Highback contemporary swivel chair, 41" high X 23" wide X 23" deep with five (5) caster swivel base and arms. Chair may be used at desks or in conference rooms. Back and seat are foam padded and upholstered with either woven textile fabric or vinyl.
F0420 | Cabinet, Filing, Lateral, Half Height | 1 | VV | Half height two (2) or three (3) drawer lateral filing cabinet, 28" high X 42" wide X 18" deep with recessed handles, locking device and drawer label holders. Drawers are adaptable to either letter or legal size materials.
F2000 | Basket, Wastepaper, Fire Resistant | 1 | VV | Wastepaper basket, fire resistant, approximately 40 quart capacity. This unit is used to collect and temporarily store small quantities of paper refuse in patient rooms, administrative areas and nursing stations. Size and shape varies depending on the application and manufacturer selected.
F3200 | Clock, Battery, 12" Diameter | 1 | VV | Clock, 12" diameter. Round surface, easy to read numbers with sweep second hand. Wall mounted unit for use when impractical to install a fully synchronized clock system. Battery operated, (batteries not included).
M1801 | Computer, Microprocessing, w/Flat Panel Monitor | 1 | VV | Desk top microprocessing computer. The unit shall consist of a central processing mini tower, flat panel monitor, keyboard, mouse and speakers. The system shall have the following minimum characteristics: a 2.8 GHz Pentium processor; 512 MB memory; 80GB hard drive; 32/48x CD-ROMDVD combo; 1.44MB network interface card; video 32 MB NVIDIA; a 18 inch flat panel monitor. The computer is used throughout the facility to input, manipulate and retrieve information.
4 - SS204 - SCI Center OP Director Office, Stff Sprt | 4 - SS204 - SCI Center OP Director Office, Stff Sprt | 4 - SS204 - SCI Center OP Director Office, Stff Sprt | 4 - SS204 - SCI Center OP Director Office, Stff Sprt | 4 - SS204 - SCI Center OP Director Office, Stff Sprt
JSN | NAME | QTY | ACQ/INS | DESCRIPTION
A1010 | Telecommunication Outlet | 2 | VV | Telecommunication outlet location.
A1015 | Telephone, Desk, Multiple Line | 1 | VV | Telephone, desk, multiple line.
A5145 | Hook, Garment, Double, SS, Surface Mounted | 1 | CC | A surface mounted, satin finish stainless steel, double garment hook. Equipped with a concealed mounting bracket that is secured to a concealed wall plate. For general purpose use throughout the facility to hang various items of apparel.
E0078 | Workstation, L-Shaped w/Peninsula, Free Std, 78x72 | 1 | VV | This section will provide a whole work station typical to quickly plan work areas in clinical or administrative spaces. There will be a price decrease if typical work stations are used with vertical hanging strips instead of panels. THIS TYPICAL INCLUDES: 4 standard solid panels; 2 panel connectors, 2-way corner; 1 panel-to-panel connector; 2 finished end hardware; 1 cantilevered work surface; 1 peninsula work surface; 2 lockable flipper units; 2 shelf, storage/display; 2 lights; 1 tack board, 48"W; 1 tool rail, 30"W; 1 paper tray; 1 diagonal tray; 1 adjustable keyboard tray; 1 mobile pedestal, box/file.
F0110 | Bookcase, 3 Shelf | 1 | VV | Freestanding open metal shelf book case, approximately 60" high X 36" wide X 18" deep with three (3) adjustable shelves and four (4) non-marking floor glides.
F0205 | Chair, Side With Arms | 2 | VV | Upholstered side chair, 32" high X 21" wide X 23" deep with arms, padded seats and padded backs. Seat height is a minimum of 17". Available with or without sled base.
F0275 | Chair, Swivel, High Back | 1 | VV | Highback contemporary swivel chair, 41" high X 23" wide X 23" deep with five (5) caster swivel base and arms. Chair may be used at desks or in conference rooms. Back and seat are foam padded and upholstered with either woven textile fabric or vinyl.
F0420 | Cabinet, Filing, Lateral, Half Height | 1 | VV | Half height two (2) or three (3) drawer lateral filing cabinet, 28" high X 42" wide X 18" deep with recessed handles, locking device and drawer label holders. Drawers are adaptable to either letter or legal size materials.
F2000 | Basket, Wastepaper, Fire Resistant | 1 | VV | Wastepaper basket, fire resistant, approximately 40 quart capacity. This unit is used to collect and temporarily store small quantities of paper refuse in patient rooms, administrative areas and nursing stations. Size and shape varies depending on the application and manufacturer selected.
F3200 | Clock, Battery, 12" Diameter | 1 | VV | Clock, 12" diameter. Round surface, easy to read numbers with sweep second hand. Wall mounted unit for use when impractical to install a fully synchronized clock system. Battery operated, (batteries not included).
M1801 | Computer, Microprocessing, w/Flat Panel Monitor | 1 | VV | Desk top microprocessing computer. The unit shall consist of a central processing mini tower, flat panel monitor, keyboard, mouse and speakers. The system shall have the following minimum characteristics: a 2.8 GHz Pentium processor; 512 MB memory; 80GB hard drive; 32/48x CD-ROMDVD combo; 1.44MB network interface card; video 32 MB NVIDIA; a 18 inch flat panel monitor. The computer is used throughout the facility to input, manipulate and retrieve information.
5 - SB071 - SCI Center Accessible Administrative Waiting, Bldg Sprt | 5 - SB071 - SCI Center Accessible Administrative Waiting, Bldg Sprt | 5 - SB071 - SCI Center Accessible Administrative Waiting, Bldg Sprt | 5 - SB071 - SCI Center Accessible Administrative Waiting, Bldg Sprt | 5 - SB071 - SCI Center Accessible Administrative Waiting, Bldg Sprt
JSN | NAME | QTY | ACQ/INS | DESCRIPTION
A5077 | Dispenser, Hand Sanitizer, Hands-Free | 1 | VV | A touch free wall-mounted hand sanitizer dispenser. For use throughout a healthcare facility. Unit does not include the sanitizing liquid. Units are battery operated.
A5210 | Bracket, Television, Wall Mounted, w/Adjust Arm | 1 | VV | Wall mounted television bracket with adjustable arm. Consists of movable arm with minimum 120 degree swivel. Designed for holding wall mounted, flat panel television units in patient rooms.
A5220 | Bracket, Television, Wall Backing | 1 | CC | Wall mounted television bracket backing which provides additional support and strength for the installation of the television bracket. Option available for interior or exterior plate and sized for 12” 16” or 24” stud spacing.
A6046 | Artwork, Decorative, With Frame | 1 | VV | This JSN is to be used for determining and defining location of decorative artwork.
F0206 | Chair, Side, Bariatric, With Arms | 1 | VV | A bariatric side chair with arms for use in a waiting room, lobby or other patient area. Chair will have a padded seat and back and have a capacity of 800 pounds.
F0305 | Chair, Waiting Room, Single | 4 | VV | Single seat waiting room chair with foam padded seat and back. Upholstered with either woven fabric textile or vinyl. Arms and floor glides included.
F2000 | Basket, Wastepaper, Fire Resistant | 1 | VV | Wastepaper basket, fire resistant, approximately 40 quart capacity. This unit is used to collect and temporarily store small quantities of paper refuse in patient rooms, administrative areas and nursing stations. Size and shape varies depending on the application and manufacturer selected.
F2300 | Rack, Magazine, Wall Mounted | 1 | VV | Wall mounted magazine rack with nine (9) magazine holding compartments.
F3200 | Clock, Battery, 12" Diameter | 1 | VV | Clock, 12" diameter. Round surface, easy to read numbers with sweep second hand. Wall mounted unit for use when impractical to install a fully synchronized clock system. Battery operated, (batteries not included).
M0506 | Television, Flat Screen | 1 | VV | Flat screen television with approximately 32'" to 40' diagonal screen size. The TV will have built-in speakers, NTSC tuner, a 16:9 wide screen aspect ratio, a minimum of 1280 x 768 resolution and a remote control.
6 - SS218 - SCI Center Administrative Assistant Workstation, Stff Sprt | 6 - SS218 - SCI Center Administrative Assistant Workstation, Stff Sprt | 6 - SS218 - SCI Center Administrative Assistant Workstation, Stff Sprt | 6 - SS218 - SCI Center Administrative Assistant Workstation, Stff Sprt | 6 - SS218 - SCI Center Administrative Assistant Workstation, Stff Sprt
JSN | NAME | QTY | ACQ/INS | DESCRIPTION
A1010 | Telecommunication Outlet | 2 | VV | Telecommunication outlet location.
A1015 | Telephone, Desk, Multiple Line | 1 | VV | Telephone, desk, multiple line.
E0123 | Workstation, Straight, Free Standing, 72" W | 1 | VV | This JSN will provide a whole work station typical to quickly plan work in areas in clinical or administrative spaces. There will be a price decrease if typical work stations are used with vertical hanging strips instead of panels. THIS TYPICAL INCLUDES: 4 Standard Solid Panels 2 Panel Connectors, 2-Way Corner 1 Panel-to-Panel Connector 2 Finished End Hardware 1 Cantilevered, Work Surface 2 Lockable Flipper Units 2 Shelf, Storage/Displays 2 Lights 1 Tack board 1 Tool Rail 1 Paper Tray 1 Diagonal Tray 1 Adjustable Keyboard Tray 1 Mobile Pedestal, Box/File
F0275 | Chair, Swivel, High Back | 1 | VV | Highback contemporary swivel chair, 41" high X 23" wide X 23" deep with five (5) caster swivel base and arms. Chair may be used at desks or in conference rooms. Back and seat are foam padded and upholstered with either woven textile fabric or vinyl.
F0420 | Cabinet, Filing, Lateral, Half Height | 1 | VV | Half height two (2) or three (3) drawer lateral filing cabinet, 28" high X 42" wide X 18" deep with recessed handles, locking device and drawer label holders. Drawers are adaptable to either letter or legal size materials.
F2000 | Basket, Wastepaper, Fire Resistant | 1 | VV | Wastepaper basket, fire resistant, approximately 40 quart capacity. This unit is used to collect and temporarily store small quantities of paper refuse in patient rooms, administrative areas and nursing stations. Size and shape varies depending on the application and manufacturer selected.
M1801 | Computer, Microprocessing, w/Flat Panel Monitor | 1 | VV | Desk top microprocessing computer. The unit shall consist of a central processing mini tower, flat panel monitor, keyboard, mouse and speakers. The system shall have the following minimum characteristics: a 2.8 GHz Pentium processor; 512 MB memory; 80GB hard drive; 32/48x CD-ROMDVD combo; 1.44MB network interface card; video 32 MB NVIDIA; a 18 inch flat panel monitor. The computer is used throughout the facility to input, manipulate and retrieve information.
7 - SS218 - SCI Center Provider Workstation, Stff Sprt | 7 - SS218 - SCI Center Provider Workstation, Stff Sprt | 7 - SS218 - SCI Center Provider Workstation, Stff Sprt | 7 - SS218 - SCI Center Provider Workstation, Stff Sprt | 7 - SS218 - SCI Center Provider Workstation, Stff Sprt
JSN | NAME | QTY | ACQ/INS | DESCRIPTION
A1010 | Telecommunication Outlet | 2 | VV | Telecommunication outlet location.
A1015 | Telephone, Desk, Multiple Line | 1 | VV | Telephone, desk, multiple line.
E0123 | Workstation, Straight, Free Standing, 72" W | 1 | VV | This JSN will provide a whole work station typical to quickly plan work in areas in clinical or administrative spaces. There will be a price decrease if typical work stations are used with vertical hanging strips instead of panels. THIS TYPICAL INCLUDES: 4 Standard Solid Panels 2 Panel Connectors, 2-Way Corner 1 Panel-to-Panel Connector 2 Finished End Hardware 1 Cantilevered, Work Surface 2 Lockable Flipper Units 2 Shelf, Storage/Displays 2 Lights 1 Tack board 1 Tool Rail 1 Paper Tray 1 Diagonal Tray 1 Adjustable Keyboard Tray 1 Mobile Pedestal, Box/File
F0275 | Chair, Swivel, High Back | 1 | VV | Highback contemporary swivel chair, 41" high X 23" wide X 23" deep with five (5) caster swivel base and arms. Chair may be used at desks or in conference rooms. Back and seat are foam padded and upholstered with either woven textile fabric or vinyl.
F0420 | Cabinet, Filing, Lateral, Half Height | 1 | VV | Half height two (2) or three (3) drawer lateral filing cabinet, 28" high X 42" wide X 18" deep with recessed handles, locking device and drawer label holders. Drawers are adaptable to either letter or legal size materials.
F2000 | Basket, Wastepaper, Fire Resistant | 1 | VV | Wastepaper basket, fire resistant, approximately 40 quart capacity. This unit is used to collect and temporarily store small quantities of paper refuse in patient rooms, administrative areas and nursing stations. Size and shape varies depending on the application and manufacturer selected.
M1801 | Computer, Microprocessing, w/Flat Panel Monitor | 1 | VV | Desk top microprocessing computer. The unit shall consist of a central processing mini tower, flat panel monitor, keyboard, mouse and speakers. The system shall have the following minimum characteristics: a 2.8 GHz Pentium processor; 512 MB memory; 80GB hard drive; 32/48x CD-ROMDVD combo; 1.44MB network interface card; video 32 MB NVIDIA; a 18 inch flat panel monitor. The computer is used throughout the facility to input, manipulate and retrieve information.
8 - SS203 - SCI Center Advocate Organization Office, Stff Sprt | 8 - SS203 - SCI Center Advocate Organization Office, Stff Sprt | 8 - SS203 - SCI Center Advocate Organization Office, Stff Sprt | 8 - SS203 - SCI Center Advocate Organization Office, Stff Sprt | 8 - SS203 - SCI Center Advocate Organization Office, Stff Sprt
JSN | NAME | QTY | ACQ/INS | DESCRIPTION
A1010 | Telecommunication Outlet | 2 | VV | Telecommunication outlet location.
A1015 | Telephone, Desk, Multiple Line | 1 | VV | Telephone, desk, multiple line.
A5145 | Hook, Garment, Double, SS, Surface Mounted | 2 | CC | A surface mounted, satin finish stainless steel, double garment hook. Equipped with a concealed mounting bracket that is secured to a concealed wall plate. For general purpose use throughout the facility to hang various items of apparel.
E0078 | Workstation, L-Shaped w/Peninsula, Free Std, 78x72 | 1 | VV | This section will provide a whole work station typical to quickly plan work areas in clinical or administrative spaces. There will be a price decrease if typical work stations are used with vertical hanging strips instead of panels. THIS TYPICAL INCLUDES: 4 standard solid panels; 2 panel connectors, 2-way corner; 1 panel-to-panel connector; 2 finished end hardware; 1 cantilevered work surface; 1 peninsula work surface; 2 lockable flipper units; 2 shelf, storage/display; 2 lights; 1 tack board, 48"W; 1 tool rail, 30"W; 1 paper tray; 1 diagonal tray; 1 adjustable keyboard tray; 1 mobile pedestal, box/file.
F0110 | Bookcase, 3 Shelf | 1 | VV | Freestanding open metal shelf book case, approximately 60" high X 36" wide X 18" deep with three (3) adjustable shelves and four (4) non-marking floor glides.
F0205 | Chair, Side With Arms | 2 | VV | Upholstered side chair, 32" high X 21" wide X 23" deep with arms, padded seats and padded backs. Seat height is a minimum of 17". Available with or without sled base.
F0275 | Chair, Swivel, High Back | 1 | VV | Highback contemporary swivel chair, 41" high X 23" wide X 23" deep with five (5) caster swivel base and arms. Chair may be used at desks or in conference rooms. Back and seat are foam padded and upholstered with either woven textile fabric or vinyl.
F0420 | Cabinet, Filing, Lateral, Half Height | 1 | VV | Half height two (2) or three (3) drawer lateral filing cabinet, 28" high X 42" wide X 18" deep with recessed handles, locking device and drawer label holders. Drawers are adaptable to either letter or legal size materials.
F2000 | Basket, Wastepaper, Fire Resistant | 1 | VV | Wastepaper basket, fire resistant, approximately 40 quart capacity. This unit is used to collect and temporarily store small quantities of paper refuse in patient rooms, administrative areas and nursing stations. Size and shape varies depending on the application and manufacturer selected.
F3200 | Clock, Battery, 12" Diameter | 1 | VV | Clock, 12" diameter. Round surface, easy to read numbers with sweep second hand. Wall mounted unit for use when impractical to install a fully synchronized clock system. Battery operated, (batteries not included).
M1801 | Computer, Microprocessing, w/Flat Panel Monitor | 1 | VV | Desk top microprocessing computer. The unit shall consist of a central processing mini tower, flat panel monitor, keyboard, mouse and speakers. The system shall have the following minimum characteristics: a 2.8 GHz Pentium processor; 512 MB memory; 80GB hard drive; 32/48x CD-ROMDVD combo; 1.44MB network interface card; video 32 MB NVIDIA; a 18 inch flat panel monitor. The computer is used throughout the facility to input, manipulate and retrieve information.
9 - SS218 - SCI Center Building Maintenance Workstation, Stff Sprt | 9 - SS218 - SCI Center Building Maintenance Workstation, Stff Sprt | 9 - SS218 - SCI Center Building Maintenance Workstation, Stff Sprt | 9 - SS218 - SCI Center Building Maintenance Workstation, Stff Sprt | 9 - SS218 - SCI Center Building Maintenance Workstation, Stff Sprt
JSN | NAME | QTY | ACQ/INS | DESCRIPTION
A1010 | Telecommunication Outlet | 2 | VV | Telecommunication outlet location.
A1015 | Telephone, Desk, Multiple Line | 1 | VV | Telephone, desk, multiple line.
E0123 | Workstation, Straight, Free Standing, 72" W | 1 | VV | This JSN will provide a whole work station typical to quickly plan work in areas in clinical or administrative spaces. There will be a price decrease if typical work stations are used with vertical hanging strips instead of panels. THIS TYPICAL INCLUDES: 4 Standard Solid Panels 2 Panel Connectors, 2-Way Corner 1 Panel-to-Panel Connector 2 Finished End Hardware 1 Cantilevered, Work Surface 2 Lockable Flipper Units 2 Shelf, Storage/Displays 2 Lights 1 Tack board 1 Tool Rail 1 Paper Tray 1 Diagonal Tray 1 Adjustable Keyboard Tray 1 Mobile Pedestal, Box/File
F0275 | Chair, Swivel, High Back | 1 | VV | Highback contemporary swivel chair, 41" high X 23" wide X 23" deep with five (5) caster swivel base and arms. Chair may be used at desks or in conference rooms. Back and seat are foam padded and upholstered with either woven textile fabric or vinyl.
F0420 | Cabinet, Filing, Lateral, Half Height | 1 | VV | Half height two (2) or three (3) drawer lateral filing cabinet, 28" high X 42" wide X 18" deep with recessed handles, locking device and drawer label holders. Drawers are adaptable to either letter or legal size materials.
F2000 | Basket, Wastepaper, Fire Resistant | 1 | VV | Wastepaper basket, fire resistant, approximately 40 quart capacity. This unit is used to collect and temporarily store small quantities of paper refuse in patient rooms, administrative areas and nursing stations. Size and shape varies depending on the application and manufacturer selected.
M1801 | Computer, Microprocessing, w/Flat Panel Monitor | 1 | VV | Desk top microprocessing computer. The unit shall consist of a central processing mini tower, flat panel monitor, keyboard, mouse and speakers. The system shall have the following minimum characteristics: a 2.8 GHz Pentium processor; 512 MB memory; 80GB hard drive; 32/48x CD-ROMDVD combo; 1.44MB network interface card; video 32 MB NVIDIA; a 18 inch flat panel monitor. The computer is used throughout the facility to input, manipulate and retrieve information.
10 - SS101 - SCI Center Staff Conference Room, Educ Svc | 10 - SS101 - SCI Center Staff Conference Room, Educ Svc | 10 - SS101 - SCI Center Staff Conference Room, Educ Svc | 10 - SS101 - SCI Center Staff Conference Room, Educ Svc | 10 - SS101 - SCI Center Staff Conference Room, Educ Svc
JSN | NAME | QTY | ACQ/INS | DESCRIPTION
A1010 | Telecommunication Outlet | 1 | VV | Telecommunication outlet location.
A5212 | Bracket, Television, Wall-Mounted, Tilt/Angle | 1 | VV | A wall mounted, tilt/angled TV bracket for 37" to 80" TVs. Mount will be a universal and VESA compliant unit with a load capacity of up to 130 lbs.
A5220 | Bracket, Television, Wall Backing | 1 | CC | Wall mounted television bracket backing which provides additional support and strength for the installation of the television bracket. Option available for interior or exterior plate and sized for 12” 16” or 24” stud spacing.
A6046 | Artwork, Decorative, With Frame | 1 | VV | This JSN is to be used for determining and defining location of decorative artwork.
F0220 | Chair, Conference | 10 | VV | Conference chair designed to complement the executive furniture package selected. Foam rubber cushioned seats and backs covered with either woven fabric or vinyl. Base with 5 (five) swivel casters.
F0765 | Table, Folding / Nesting | 2 | VV | Folding table intended for a variety of uses. Designed with a flip top that allows tables to store nested to minimize needed storage space. Available in multiple laminate finish colors/patterns, bases, surface shapes (description and pricing based on a rectangle shape) and edge finish, . Available with leveling glides or casters (2 locking, 2 non-locking).
F2000 | Basket, Wastepaper, Fire Resistant | 1 | VV | Wastepaper basket, fire resistant, approximately 40 quart capacity. This unit is used to collect and temporarily store small quantities of paper refuse in patient rooms, administrative areas and nursing stations. Size and shape varies depending on the application and manufacturer selected.
F3200 | Clock, Battery, 12" Diameter | 1 | VV | Clock, 12" diameter. Round surface, easy to read numbers with sweep second hand. Wall mounted unit for use when impractical to install a fully synchronized clock system. Battery operated, (batteries not included).
M0512 | Television, HDTV, Large Screen, 60" | 1 | VV | A high definition (HDTV) multimedia, slim design, 60"W to 65"W color television. The TV will have a 16.9 wide screen aspect ratio with full HD 1080p resolution and HDMI connections. TV may be LED, Plasma or LCD. TV will include a stand.
11 - SS272 - SCI Center Copy / Supply Room, Stff Sprt | 11 - SS272 - SCI Center Copy / Supply Room, Stff Sprt | 11 - SS272 - SCI Center Copy / Supply Room, Stff Sprt | 11 - SS272 - SCI Center Copy / Supply Room, Stff Sprt | 11 - SS272 - SCI Center Copy / Supply Room, Stff Sprt
JSN | NAME | QTY | ACQ/INS | DESCRIPTION
A1010 | Telecommunication Outlet | 2 | VV | Telecommunication outlet location.
A1012 | Telephone, Wall Mounted, 1 Line | 1 | VV | Telephone, wall mounted, 1 line.
F0465 | Cabinet, Storage, 2 Door, 5 Shelf | 1 | VV | Storage cabinet, 78" high X 48" wide X 24" deep with two (2) doors and five (5) adjustable shelves.
F0775 | Table, Work, 2 Drawer | 1 | VV | Work table approximately 32" high X 72" wide X 30" deep with two drawers and a hard wood top.
F2000 | Basket, Wastepaper, Fire Resistant | 1 | VV | Wastepaper basket, fire resistant, approximately 40 quart capacity. This unit is used to collect and temporarily store small quantities of paper refuse in patient rooms, administrative areas and nursing stations. Size and shape varies depending on the application and manufacturer selected.
F2550 | Shredder, Paper Heavy Duty | 1 | VV | Shredder shall be able to process a minimum of 25 sheets of paper per pass at a minimum rate of 20 feet per minute. The unit shall have a 16 inch throat to accept paper. Paper shall be shredded into 1/4 inch strips.
M1810 | Copier, Floor Standing, Digital | 1 | VV | Floor standing copier. Unit features automatic paper size selection, automatic document feeder and sorter. The system also has zoom capabilities and automatic two-sided copying. For use where medium volume reproduction is required in the range of 30 to 40 copies per minute.
M1835 | Printer, Color Laser, Large | 1 | VV | Color laser printer designed for high volume use and network capable. The printer shall be capable of printing a minimum of 25 pages per minute (ppm) of black print and 20 ppm color print. Resolution shall be no less than 600 X 600 dpi. It shall be capable of printing on multiple media types (plain, inkjet, photo paper and transparencies) and be capable of accepting media sizes of 3 X 5 to 8.5 X 14 inches. The printer is used in multi-user network offices.
12 - SS262 - SCI Center Staff Breakroom, Stff Sprt | 12 - SS262 - SCI Center Staff Breakroom, Stff Sprt | 12 - SS262 - SCI Center Staff Breakroom, Stff Sprt | 12 - SS262 - SCI Center Staff Breakroom, Stff Sprt | 12 - SS262 - SCI Center Staff Breakroom, Stff Sprt
JSN | NAME | QTY | ACQ/INS | DESCRIPTION
A1010 | Telecommunication Outlet | 1 | VV | Telecommunication outlet location.
A1012 | Telephone, Wall Mounted, 1 Line | 1 | VV | Telephone, wall mounted, 1 line.
A1080 | Mirror, Posture, Wall Mounted | 1 | CC | Wall mounted posture mirror. Consists of a 1/4" plate glass in a sturdy corrosion resistant frame with water proof back. For educational and therapy programs.
A5075 | Dispenser, Soap, Disposable | 1 | VV | Disposable soap dispenser. One-handed dispensing operation. Designed to accommodate disposable soap cartridge and valve.
A5080 | Dispenser, Paper Towel, SS, Surface Mounted | 1 | CC | A surface mounted, satin finish stainless steel, single-fold, paper towel dispenser. Dispenser features: tumbler lock; front hinged at bottom; and refill indicator slot. Minimum capacity 400 single-fold paper towels. For general purpose use throughout the facility.
A5145 | Hook, Garment, Double, SS, Surface Mounted | 1 | CC | A surface mounted, satin finish stainless steel, double garment hook. Equipped with a concealed mounting bracket that is secured to a concealed wall plate. For general purpose use throughout the facility to hang various items of apparel.
A5210 | Bracket, Television, Wall Mounted, w/Adjust Arm | 1 | VV | Wall mounted television bracket with adjustable arm. Consists of movable arm with minimum 120 degree swivel. Designed for holding wall mounted, flat panel television units in patient rooms.
A5220 | Bracket, Television, Wall Backing | 1 | CC | Wall mounted television bracket backing which provides additional support and strength for the installation of the television bracket. Option available for interior or exterior plate and sized for 12” 16” or 24” stud spacing.
C02C0 | Cabinet, U/C/B, 1 Shelf, 1 Drawer, 1 DO, 36x24x22 | 1 | CC | Standing height under counter base cabinet with an adjustable shelf and a full width drawer above a solid right or left-hinged door (appropriate door hinge configuration to be indicated on equipment elevation drawings). Also referred to as a combination cabinet or a drawer and cupboard cabinet. For general purpose use throughout the facility.
C02D0 | Cabinet, U/C/B, 4 Drawer, 36x24x22 | 1 | CC | Standing height under counter base cabinet with four full width drawers of equal height. Also referred to as a drawer cabinet. For general purpose use throughout the facility.
C04P0 | Cabinet, Sink, U/C/B, 2 Door, 36x36x22 | 1 | CC | Standing height under counter base sink cabinet with solid hinged doors. Also referred to as a double-door sink cabinet. For general purpose use throughout the facility where a sink is to be used. Coordinate actual clear cabinet dimension with the actual outside dimension of sink that is specified to ensure that they are compatible.
CB020 | Cabinet, W/H, 2 Shelf, 1 DO, Sloping Top, 38x24x13 | 2 | CC | Wall hung cabinet with two adjustable shelves, solid right or left-hinged door (appropriate door hinge configuration to be indicated on equipment elevation drawings), and sloping top. Also referred to as a solid hinged single door case. For general purpose use throughout the facility.
CS010 | Sink, SS, Single Compartment, 7.5x12x12 ID | 1 | CC | Single compartment stainless steel sink, drop-in, self-rimming, ledge-type, connected with a drain and provided with a mixing faucet. It shall also be provided with pre-punched fixture holes on 4" center, integral back ledge to accommodate deck-mounted fixtures, brushed/polished interior and top surfaces, and sound deadened. Recommended for use in suspended or U/C/B sink cabinets having a high plastic laminate or Chemsurf laminate countertop/work surface. For general purpose use throughout the facility.
CT020 | Countertop, Solid Surface | 7 | CC | A solid, nonporous countertop with a smooth seamless appearance. Easy to clean and maintain and with proper cleaning does not support the growth of mold. An acrylic-based solid surface product. Standard thickness of 1", and a 4" butt backsplash/curb. Also referred to as a work surface or work top. Available in a choice of colors and depths. Used in lab and other hospital areas requiring optimum physical and chemical resisting properties.
F0225 | Chair, Dining Room | 4 | VV | Dining room chair with glides. Chair has straight legs with cushioned cloth or vinyl seat.
F0795 | Table, Dining | 1 | VV | Dining table. Round 42" diameter or square 42" X 42". Used in dining facilities and can comfortably seat up to four (4) persons.
F2015 | Basket, Wastepaper, Metal/Plastic,2 Swinging Doors | 1 | VV | Metal receptacle for soiled / used towels or waste. Equipped with a removable tapered top with two independently operating self-closing, spring hinged doors. Used in public facilities for the collection and temporary storage of refuse.
F3065 | Whiteboard/Bulletin Board, Combination | 1 | VV | A combination whiteboard and bulletin board, half LCS and half cork. Available with either aluminum or wood frame. It can be used in patient rooms or in any appropriate space in the facility.
F3200 | Clock, Battery, 12" Diameter | 1 | VV | Clock, 12" diameter. Round surface, easy to read numbers with sweep second hand. Wall mounted unit for use when impractical to install a fully synchronized clock system. Battery operated, (batteries not included).
K1552 | Brewer, Coffee, Auto, Elect, 3 Burner, Front/Back | 1 | VV | Space saving front to back automatic coffee maker. This unit includes a heating tank, connection for a cold water supply, decanter service with three burners, funnel and a water flow controller. The unit is used for semi-automatic coffee brewing in cafeterias and commercial institutions. The unit automatically shuts off the water flow when enough has passed through to fill the pot. The unit is normally provided plumbed with a hot water faucet to the side for making other hot drinks (tea, cider, cocoa, etc.). The database height dimension does not include the clearance for coffee decanters warming on the upper burners.
K4665 | Oven, Microwave, Consumer | 1 | VV | Counter mounted microwave oven for average duty use. The exterior cabinet can be metal or heavy duty impact resistant plastic. The oven delivers instant energy for rapid heating, defrosting or prime cooking. The oven has touch pad controls, digital timer, power level selector and preprogrammed selectors for commonly cooked items. This oven is commonly found in staff lounges.
M0515 | Television, HD, 40" Class | 1 | VV | High definition (HDTV) multimedia flat panel LED 40" class display television. The TV will have a 16:9 wide screen aspect ratio, minimum of 1920 x 1080 display resolution, digital tuner, minimum refresh rate of 60Hz, minimum of two HDMI ports and 1 USB port ENERGY STAR certified.
R7250 | Refrigerator/Freezer, 20 Cubic Feet | 1 | VV | Refrigerator/freezer unit. This type unit includes a food saver system that helps keep food fresher. It also includes roll out wheels and is equipped for an optional automatic icemaker. This unit is of commercial or residential design and use.
13 - SB189 - SCI Center Male Multi-User Toilet, Bldg Sprt | 13 - SB189 - SCI Center Male Multi-User Toilet, Bldg Sprt | 13 - SB189 - SCI Center Male Multi-User Toilet, Bldg Sprt | 13 - SB189 - SCI Center Male Multi-User Toilet, Bldg Sprt | 13 - SB189 - SCI Center Male Multi-User Toilet, Bldg Sprt
JSN | NAME | QTY | ACQ/INS | DESCRIPTION
A1067 | Mirror, Float Glass, ADA Accessible | 2 | CC | A high quality 1/4" polished float glass mirror with a stainless steel frame. Frame holds mirror in a tilted position for accessibility and compliance with ADA requirements. Mirror has a galvanized steel back secured to frame with concealed screws with integral horizontal hanging brackets. Mirror shall be approximately 18" wide and 36" high. Other sizes are available.
A4995 | Table, Diaper Changing, Wall Mounted | 1 | CC | Wall mounted diaper changing table for use in public restrooms. Unit is a fold down system that folds upward when not in use for minimal intrusion into the room. Changing surface is contoured and has safety belt to insure that an infant will not fall from the table. Table is designed to hold no less than 250 pounds static weight. Closed dimensions are approximately 21" H x 36" W x 5" D. Open dimensions vary according to style. One system's open dimensions are 15 " high, 32" wide and 19" deep.
A5075 | Dispenser, Soap, Disposable | 2 | VV | Disposable soap dispenser. One-handed dispensing operation. Designed to accommodate disposable soap cartridge and valve.
A5082 | Dispenser, Paper Towel, Sensor, Hands Free | 2 | CC | A surface mounted, sensor activated, automatic, roll paper towel dispenser. The unit dispenses a paper towel automatically only when hands are place in position below the dispenser for maximum sanitation and hygiene. May include adjustable settings for sheet length, time delay, and sensor range. Unit is battery operated or with optional AC power adapter.
A5109 | Grab Bar, 1-1/4" Dia., SS, 2 Wall, W/C Accessible | 2 | CC | A 1-1/4" diameter, satin finish stainless steel, peened gripping surface, 2 wall toilet stall/ room, grab bar with concealed mounting flanges. Snap over flanges are provided to conceal mounting screws. A selection of mounting kits and concealed anchor devices are available from the manufacturers for different types of installations. Grab bar shall comply with barrier-free accessibility guidelines for structural strength. For typical water closet applications in toilet stalls and rooms where ADA (American's With Disabilities Act) requirements must be met.
A5145 | Hook, Garment, Double, SS, Surface Mounted | 2 | CC | A surface mounted, satin finish stainless steel, double garment hook. Equipped with a concealed mounting bracket that is secured to a concealed wall plate. For general purpose use throughout the facility to hang various items of apparel.
A5200 | Dispenser, Toilet Tissue, SS, 2-Roll, Surface Mntd | 2 | CC | A concealed surface mounted, double roll, satin finish stainless steel, toilet tissue dispenser. Unit accommodates two standard-core toilet tissue rolls through 5" in diameter. Spindles are chrome plated plastic with a heavy-duty internal spring and turn freely for non-controlled delivery. For general purpose use in restrooms.
CT020 | Countertop, Solid Surface | 1 | CC | A solid, nonporous countertop with a smooth seamless appearance. Easy to clean and maintain and with proper cleaning does not support the growth of mold. An acrylic-based solid surface product. Standard thickness of 1", and a 4" butt backsplash/curb. Also referred to as a work surface or work top. Available in a choice of colors and depths. Used in lab and other hospital areas requiring optimum physical and chemical resisting properties.
F2015 | Basket, Wastepaper, Metal/Plastic,2 Swinging Doors | 1 | VV | Metal receptacle for soiled / used towels or waste. Equipped with a removable tapered top with two independently operating self-closing, spring hinged doors. Used in public facilities for the collection and temporary storage of refuse.
P3070 | Lavatory, Vitreous China, Under or Counter Top Mtd | 2 | CC | An undercounter or countertop mounted vitreous china lavatory (approximate bowl size 6"x17"x14") with gooseneck spout, wrist blade handles, and grid drain. Counter top mounted lavatory to be self rimming with mounting kit provided. Undercounter lavatory to have unglazed rim with a mounting kit also provided. For general purpose use in vanity tops in public, patient and staff toilet rooms.
P8150 | Urinal, Wall Hung | 1 | CC | A low consumption (1.0 gallon per flush) vitreous china, wall hung, washout flush action urinal with extended sides, flushing rim, 3/4" inlet spud, 2" I.P.S. female outlet connection and stainless steel strainer. For general purpose use in male toilet rooms.
P9050 | Toilet, Wall Hung, Siphon Jet | 2 | CC | Siphon jet water closet/ toilet. This unit is wall hung with an elongated bowl, top spud flushometer, seat with open front and check hinge, and carrier. Used in restrooms throughout the health care facility.
14 - SB179 - SCI Center Female Multi-User Toilet, Bldg Sprt | 14 - SB179 - SCI Center Female Multi-User Toilet, Bldg Sprt | 14 - SB179 - SCI Center Female Multi-User Toilet, Bldg Sprt | 14 - SB179 - SCI Center Female Multi-User Toilet, Bldg Sprt | 14 - SB179 - SCI Center Female Multi-User Toilet, Bldg Sprt
JSN | NAME | QTY | ACQ/INS | DESCRIPTION
A1067 | Mirror, Float Glass, ADA Accessible | 2 | CC | A high quality 1/4" polished float glass mirror with a stainless steel frame. Frame holds mirror in a tilted position for accessibility and compliance with ADA requirements. Mirror has a galvanized steel back secured to frame with concealed screws with integral horizontal hanging brackets. Mirror shall be approximately 18" wide and 36" high. Other sizes are available.
A4995 | Table, Diaper Changing, Wall Mounted | 1 | CC | Wall mounted diaper changing table for use in public restrooms. Unit is a fold down system that folds upward when not in use for minimal intrusion into the room. Changing surface is contoured and has safety belt to insure that an infant will not fall from the table. Table is designed to hold no less than 250 pounds static weight. Closed dimensions are approximately 21" H x 36" W x 5" D. Open dimensions vary according to style. One system's open dimensions are 15 " high, 32" wide and 19" deep.
A5075 | Dispenser, Soap, Disposable | 2 | VV | Disposable soap dispenser. One-handed dispensing operation. Designed to accommodate disposable soap cartridge and valve.
A5082 | Dispenser, Paper Towel, Sensor, Hands Free | 2 | CC | A surface mounted, sensor activated, automatic, roll paper towel dispenser. The unit dispenses a paper towel automatically only when hands are place in position below the dispenser for maximum sanitation and hygiene. May include adjustable settings for sheet length, time delay, and sensor range. Unit is battery operated or with optional AC power adapter.
A5090 | Disposal, Sanitary Napkin, SS, Surface Mounted | 2 | CC | A surface mounted, satin finish stainless steel, sanitary napkin disposal. Disposal features a flip-up cover, secured to the container by a heavy duty stainless steel piano-hinge. Disposal may be secured to wall or toilet partition. For general purpose use in female toilet stalls or rooms and uni-sex toilet rooms.
A5109 | Grab Bar, 1-1/4" Dia., SS, 2 Wall, W/C Accessible | 2 | CC | A 1-1/4" diameter, satin finish stainless steel, peened gripping surface, 2 wall toilet stall/ room, grab bar with concealed mounting flanges. Snap over flanges are provided to conceal mounting screws. A selection of mounting kits and concealed anchor devices are available from the manufacturers for different types of installations. Grab bar shall comply with barrier-free accessibility guidelines for structural strength. For typical water closet applications in toilet stalls and rooms where ADA (American's With Disabilities Act) requirements must be met.
A5145 | Hook, Garment, Double, SS, Surface Mounted | 2 | CC | A surface mounted, satin finish stainless steel, double garment hook. Equipped with a concealed mounting bracket that is secured to a concealed wall plate. For general purpose use throughout the facility to hang various items of apparel.
A5200 | Dispenser, Toilet Tissue, SS, 2-Roll, Surface Mntd | 2 | CC | A concealed surface mounted, double roll, satin finish stainless steel, toilet tissue dispenser. Unit accommodates two standard-core toilet tissue rolls through 5" in diameter. Spindles are chrome plated plastic with a heavy-duty internal spring and turn freely for non-controlled delivery. For general purpose use in restrooms.
CT020 | Countertop, Solid Surface | 1 | CC | A solid, nonporous countertop with a smooth seamless appearance. Easy to clean and maintain and with proper cleaning does not support the growth of mold. An acrylic-based solid surface product. Standard thickness of 1", and a 4" butt backsplash/curb. Also referred to as a work surface or work top. Available in a choice of colors and depths. Used in lab and other hospital areas requiring optimum physical and chemical resisting properties.
F2015 | Basket, Wastepaper, Metal/Plastic,2 Swinging Doors | 1 | VV | Metal receptacle for soiled / used towels or waste. Equipped with a removable tapered top with two independently operating self-closing, spring hinged doors. Used in public facilities for the collection and temporary storage of refuse.
P3070 | Lavatory, Vitreous China, Under or Counter Top Mtd | 2 | CC | An undercounter or countertop mounted vitreous china lavatory (approximate bowl size 6"x17"x14") with gooseneck spout, wrist blade handles, and grid drain. Counter top mounted lavatory to be self rimming with mounting kit provided. Undercounter lavatory to have unglazed rim with a mounting kit also provided. For general purpose use in vanity tops in public, patient and staff toilet rooms.
P9051 | Toilet, Floor Mounted, Siphon Jet | 2 | CC | Siphon jet water closet/ toilet. This unit is floor mounted with an elongated bowl, top spud flushometer, seat with open front and check hinge, and carrier. Height does not include seat. Seat is not included with all vendors. See comments.
40 - SCI/D CENTER AQUATIC THERAPY (AT) AREA | 40 - SCI/D CENTER AQUATIC THERAPY (AT) AREA | 40 - SCI/D CENTER AQUATIC THERAPY (AT) AREA | 40 - SCI/D CENTER AQUATIC THERAPY (AT) AREA | 40 - SCI/D CENTER AQUATIC THERAPY (AT) AREA
1 - SB071 - SCI Center Aquatic Therapy Accessible Waiting, Bldg Sprt | 1 - SB071 - SCI Center Aquatic Therapy Accessible Waiting, Bldg Sprt | 1 - SB071 - SCI Center Aquatic Therapy Accessible Waiting, Bldg Sprt | 1 - SB071 - SCI Center Aquatic Therapy Accessible Waiting, Bldg Sprt | 1 - SB071 - SCI Center Aquatic Therapy Accessible Waiting, Bldg Sprt
JSN | NAME | QTY | ACQ/INS | DESCRIPTION
A5077 | Dispenser, Hand Sanitizer, Hands-Free | 1 | VV | A touch free wall-mounted hand sanitizer dispenser. For use throughout a healthcare facility. Unit does not include the sanitizing liquid. Units are battery operated.
A5210 | Bracket, Television, Wall Mounted, w/Adjust Arm | 1 | VV | Wall mounted television bracket with adjustable arm. Consists of movable arm with minimum 120 degree swivel. Designed for holding wall mounted, flat panel television units in patient rooms.
A5220 | Bracket, Television, Wall Backing | 1 | CC | Wall mounted television bracket backing which provides additional support and strength for the installation of the television bracket. Option available for interior or exterior plate and sized for 12” 16” or 24” stud spacing.
A6046 | Artwork, Decorative, With Frame | 1 | VV | This JSN is to be used for determining and defining location of decorative artwork.
F0206 | Chair, Side, Bariatric, With Arms | 1 | VV | A bariatric side chair with arms for use in a waiting room, lobby or other patient area. Chair will have a padded seat and back and have a capacity of 800 pounds.
F0305 | Chair, Waiting Room, Single | 4 | VV | Single seat waiting room chair with foam padded seat and back. Upholstered with either woven fabric textile or vinyl. Arms and floor glides included.
F2000 | Basket, Wastepaper, Fire Resistant | 1 | VV | Wastepaper basket, fire resistant, approximately 40 quart capacity. This unit is used to collect and temporarily store small quantities of paper refuse in patient rooms, administrative areas and nursing stations. Size and shape varies depending on the application and manufacturer selected.
F2300 | Rack, Magazine, Wall Mounted | 1 | VV | Wall mounted magazine rack with nine (9) magazine holding compartments.
F3200 | Clock, Battery, 12" Diameter | 1 | VV | Clock, 12" diameter. Round surface, easy to read numbers with sweep second hand. Wall mounted unit for use when impractical to install a fully synchronized clock system. Battery operated, (batteries not included).
M0506 | Television, Flat Screen | 1 | VV | Flat screen television with approximately 32'" to 40' diagonal screen size. The TV will have built-in speakers, NTSC tuner, a 16:9 wide screen aspect ratio, a minimum of 1280 x 768 resolution and a remote control.
2 - SB166 - SCI Center Aquatic Therapy Male Patient Toilet / Shower, Bldg Sprt | 2 - SB166 - SCI Center Aquatic Therapy Male Patient Toilet / Shower, Bldg Sprt | 2 - SB166 - SCI Center Aquatic Therapy Male Patient Toilet / Shower, Bldg Sprt | 2 - SB166 - SCI Center Aquatic Therapy Male Patient Toilet / Shower, Bldg Sprt | 2 - SB166 - SCI Center Aquatic Therapy Male Patient Toilet / Shower, Bldg Sprt
JSN | NAME | QTY | ACQ/INS | DESCRIPTION
A1090 | Mirror, Float Glass, With SS Frame & Shelf | 1 | CC | A high quality 1/4" polished float glass mirror, approximately 36' H X 18' W framed in a one-piece, bright polished, stainless steel channel frame with 90° mitered corners and an integral stainless steel, stain finish, shelf. All edges of the mirror are protected by absorbing filler strips. Mirror has a galvanized steel back with integral horizontal hanging brackets and wall hanger for concealed mounting. For mounting above single wall mounted lavatories located in restroom areas, Doctor examination areas, offices, etc. May also be used above double lavatories, either wall or countertop mounted.
A5030 | Bench, Stall, Shower, Built In | 1 | CC | Shower bench; built-in. Eighteen (18) gauge stainless steel frame with anchors built-in into the wall. Size and shape as required.
A5075 | Dispenser, Soap, Disposable | 1 | VV | Disposable soap dispenser. One-handed dispensing operation. Designed to accommodate disposable soap cartridge and valve.
A5082 | Dispenser, Paper Towel, Sensor, Hands Free | 1 | CC | A surface mounted, sensor activated, automatic, roll paper towel dispenser. The unit dispenses a paper towel automatically only when hands are place in position below the dispenser for maximum sanitation and hygiene. May include adjustable settings for sheet length, time delay, and sensor range. Unit is battery operated or with optional AC power adapter.
A5109 | Grab Bar, 1-1/4" Dia., SS, 2 Wall, W/C Accessible | 1 | CC | A 1-1/4" diameter, satin finish stainless steel, peened gripping surface, 2 wall toilet stall/ room, grab bar with concealed mounting flanges. Snap over flanges are provided to conceal mounting screws. A selection of mounting kits and concealed anchor devices are available from the manufacturers for different types of installations. Grab bar shall comply with barrier-free accessibility guidelines for structural strength. For typical water closet applications in toilet stalls and rooms where ADA (American's With Disabilities Act) requirements must be met.
A5110 | Grab Bar, 1-1/4" Dia., SS, 2 Wall, Shower Use | 1 | CC | A 1-1/4" diameter, satin finish stainless steel, peened gripping surface, 2 wall shower, grab bar with concealed mounting flanges. Snap over flanges are provided to conceal mounting screws. A selection of mounting kits and concealed anchor devices are available from the manufacturers for different types of installations. Grab bar shall comply with barrier-free accessibility guidelines for structural strength. For typical applications in shower stalls where ADA (American's With Disabilities Act) requirements must be met.
A5145 | Hook, Garment, Double, SS, Surface Mounted | 1 | CC | A surface mounted, satin finish stainless steel, double garment hook. Equipped with a concealed mounting bracket that is secured to a concealed wall plate. For general purpose use throughout the facility to hang various items of apparel.
A5170 | Rod, Shower Curtain, 1"Diameter, W/Curtain & Hooks | 1 | CC | A concealed mounted, 1" outside diameter, satin finish stainless steel, shower curtain rod with white vinyl shower curtain (72" H) and SS shower curtain hooks. Rod and curtain available in various widths. For general purpose use at shower stall or bathtub locations. Pricing based upon standard shower stall dimensions of 36" x 36" and a standard curtain height of 72".
A5200 | Dispenser, Toilet Tissue, SS, 2-Roll, Surface Mntd | 1 | CC | A concealed surface mounted, double roll, satin finish stainless steel, toilet tissue dispenser. Unit accommodates two standard-core toilet tissue rolls through 5" in diameter. Spindles are chrome plated plastic with a heavy-duty internal spring and turn freely for non-controlled delivery. For general purpose use in restrooms.
A5205 | Bar, Towel, 1" Diameter, SS, Surface Mounted | 1 | CC | A surface mounted, satin finish stainless steel, 1" diameter, towel bar. Support posts and flanges are one piece, chrome-plated, cast heavy brass with satin finish. Towel bar shall not rotate within support posts. Available in 18", 24" and 30" widths. For general purpose use in shower or bathtub rooms. Pricing based upon a suggested standard width of 18".
F2010 | Basket, Wastepaper, Step-On | 1 | VV | "Step-on" wastepaper basket with inner liner and foot petal activated flip top.
P3000 | Lavatory, Vitreous China, Straight Back | 1 | CC | Wall mounted, vitreous china lavatory (approximate bowl size 7"x15"x10") with: straight-front apron, straight or contoured back; faucet holes on 4" centers; gooseneck spout; wrist blade handles; and grid strainer. It shall be suitable for use in clinics, offices, washrooms or patient care areas.
P5040 | Shower, Single, Hand-Held | 1 | CC | A complete, barrier-free, single hand-held, personal shower system. The shower system includes: pressure balanced mixing valve with high temperature limit stop; personal hand shower; shower hose; wall supply; and slide bar. For general purpose use throughout the facility in shower stalls.
P9050 | Toilet, Wall Hung, Siphon Jet | 1 | CC | Siphon jet water closet/ toilet. This unit is wall hung with an elongated bowl, top spud flushometer, seat with open front and check hinge, and carrier. Used in restrooms throughout the health care facility.
3 - SB165 - SCI Center Aquatic Therapy Female Patient Toilet / Shower, Bldg Sprt | 3 - SB165 - SCI Center Aquatic Therapy Female Patient Toilet / Shower, Bldg Sprt | 3 - SB165 - SCI Center Aquatic Therapy Female Patient Toilet / Shower, Bldg Sprt | 3 - SB165 - SCI Center Aquatic Therapy Female Patient Toilet / Shower, Bldg Sprt | 3 - SB165 - SCI Center Aquatic Therapy Female Patient Toilet / Shower, Bldg Sprt
JSN | NAME | QTY | ACQ/INS | DESCRIPTION
A1090 | Mirror, Float Glass, With SS Frame & Shelf | 1 | CC | A high quality 1/4" polished float glass mirror, approximately 36' H X 18' W framed in a one-piece, bright polished, stainless steel channel frame with 90° mitered corners and an integral stainless steel, stain finish, shelf. All edges of the mirror are protected by absorbing filler strips. Mirror has a galvanized steel back with integral horizontal hanging brackets and wall hanger for concealed mounting. For mounting above single wall mounted lavatories located in restroom areas, Doctor examination areas, offices, etc. May also be used above double lavatories, either wall or countertop mounted.
A5030 | Bench, Stall, Shower, Built In | 1 | CC | Shower bench; built-in. Eighteen (18) gauge stainless steel frame with anchors built-in into the wall. Size and shape as required.
A5075 | Dispenser, Soap, Disposable | 1 | VV | Disposable soap dispenser. One-handed dispensing operation. Designed to accommodate disposable soap cartridge and valve.
A5082 | Dispenser, Paper Towel, Sensor, Hands Free | 1 | CC | A surface mounted, sensor activated, automatic, roll paper towel dispenser. The unit dispenses a paper towel automatically only when hands are place in position below the dispenser for maximum sanitation and hygiene. May include adjustable settings for sheet length, time delay, and sensor range. Unit is battery operated or with optional AC power adapter.
A5090 | Disposal, Sanitary Napkin, SS, Surface Mounted | 1 | CC | A surface mounted, satin finish stainless steel, sanitary napkin disposal. Disposal features a flip-up cover, secured to the container by a heavy duty stainless steel piano-hinge. Disposal may be secured to wall or toilet partition. For general purpose use in female toilet stalls or rooms and uni-sex toilet rooms.
A5109 | Grab Bar, 1-1/4" Dia., SS, 2 Wall, W/C Accessible | 1 | CC | A 1-1/4" diameter, satin finish stainless steel, peened gripping surface, 2 wall toilet stall/ room, grab bar with concealed mounting flanges. Snap over flanges are provided to conceal mounting screws. A selection of mounting kits and concealed anchor devices are available from the manufacturers for different types of installations. Grab bar shall comply with barrier-free accessibility guidelines for structural strength. For typical water closet applications in toilet stalls and rooms where ADA (American's With Disabilities Act) requirements must be met.
A5110 | Grab Bar, 1-1/4" Dia., SS, 2 Wall, Shower Use | 1 | CC | A 1-1/4" diameter, satin finish stainless steel, peened gripping surface, 2 wall shower, grab bar with concealed mounting flanges. Snap over flanges are provided to conceal mounting screws. A selection of mounting kits and concealed anchor devices are available from the manufacturers for different types of installations. Grab bar shall comply with barrier-free accessibility guidelines for structural strength. For typical applications in shower stalls where ADA (American's With Disabilities Act) requirements must be met.
A5145 | Hook, Garment, Double, SS, Surface Mounted | 1 | CC | A surface mounted, satin finish stainless steel, double garment hook. Equipped with a concealed mounting bracket that is secured to a concealed wall plate. For general purpose use throughout the facility to hang various items of apparel.
A5170 | Rod, Shower Curtain, 1"Diameter, W/Curtain & Hooks | 1 | CC | A concealed mounted, 1" outside diameter, satin finish stainless steel, shower curtain rod with white vinyl shower curtain (72" H) and SS shower curtain hooks. Rod and curtain available in various widths. For general purpose use at shower stall or bathtub locations. Pricing based upon standard shower stall dimensions of 36" x 36" and a standard curtain height of 72".
A5200 | Dispenser, Toilet Tissue, SS, 2-Roll, Surface Mntd | 1 | CC | A concealed surface mounted, double roll, satin finish stainless steel, toilet tissue dispenser. Unit accommodates two standard-core toilet tissue rolls through 5" in diameter. Spindles are chrome plated plastic with a heavy-duty internal spring and turn freely for non-controlled delivery. For general purpose use in restrooms.
A5205 | Bar, Towel, 1" Diameter, SS, Surface Mounted | 1 | CC | A surface mounted, satin finish stainless steel, 1" diameter, towel bar. Support posts and flanges are one piece, chrome-plated, cast heavy brass with satin finish. Towel bar shall not rotate within support posts. Available in 18", 24" and 30" widths. For general purpose use in shower or bathtub rooms. Pricing based upon a suggested standard width of 18".
F2010 | Basket, Wastepaper, Step-On | 1 | VV | "Step-on" wastepaper basket with inner liner and foot petal activated flip top.
P3000 | Lavatory, Vitreous China, Straight Back | 1 | CC | Wall mounted, vitreous china lavatory (approximate bowl size 7"x15"x10") with: straight-front apron, straight or contoured back; faucet holes on 4" centers; gooseneck spout; wrist blade handles; and grid strainer. It shall be suitable for use in clinics, offices, washrooms or patient care areas.
P5040 | Shower, Single, Hand-Held | 1 | CC | A complete, barrier-free, single hand-held, personal shower system. The shower system includes: pressure balanced mixing valve with high temperature limit stop; personal hand shower; shower hose; wall supply; and slide bar. For general purpose use throughout the facility in shower stalls.
P9050 | Toilet, Wall Hung, Siphon Jet | 1 | CC | Siphon jet water closet/ toilet. This unit is wall hung with an elongated bowl, top spud flushometer, seat with open front and check hinge, and carrier. Used in restrooms throughout the health care facility.
4 - SB150 - SCI Center Aquatic Therapy Universal Patient Toilet / Shower, Bldg Sprt | 4 - SB150 - SCI Center Aquatic Therapy Universal Patient Toilet / Shower, Bldg Sprt | 4 - SB150 - SCI Center Aquatic Therapy Universal Patient Toilet / Shower, Bldg Sprt | 4 - SB150 - SCI Center Aquatic Therapy Universal Patient Toilet / Shower, Bldg Sprt | 4 - SB150 - SCI Center Aquatic Therapy Universal Patient Toilet / Shower, Bldg Sprt
JSN | NAME | QTY | ACQ/INS | DESCRIPTION
A1066 | Mirror, Float Glass, With SS Frame | 1 | CC | A high quality 1/4" polished float glass mirror 36X18, framed in a one-piece, bright polished, stainless steel channel frame with 90° mitered corners. All edges of the mirror are protected by absorbing filler strips. Mirror has a galvanized steel back with integral horizontal hanging brackets and wall hanger for concealed mounting. For mounting above single wall mounted lavatories located in toilet areas, Doctors examination offices, etc. May also be used above double lavatories, either wall or countertop mounted, found in restroom areas.
A1200 | Lift System, Overhead, Patient Room | 1 | VC | An overhead rail system specifically designed for patient lifting and movement for a single bed patient room. The system will consist of recessed or ceiling mounted primary and secondary rails, lift motor with rolling carriage, patient harness or seat, and a hand controller or control box with charger. System will facilitate lifting and movement of patient to and from bed to gurney, chair or other requirement. Minimum lift capability is 550 pounds. Custom design of track layout by manufacturer is essential to meet individual facility requirements.
A5030 | Bench, Stall, Shower, Built In | 1 | CC | Shower bench; built-in. Eighteen (18) gauge stainless steel frame with anchors built-in into the wall. Size and shape as required.
A5075 | Dispenser, Soap, Disposable | 1 | VV | Disposable soap dispenser. One-handed dispensing operation. Designed to accommodate disposable soap cartridge and valve.
A5082 | Dispenser, Paper Towel, Sensor, Hands Free | 1 | CC | A surface mounted, sensor activated, automatic, roll paper towel dispenser. The unit dispenses a paper towel automatically only when hands are place in position below the dispenser for maximum sanitation and hygiene. May include adjustable settings for sheet length, time delay, and sensor range. Unit is battery operated or with optional AC power adapter.
A5090 | Disposal, Sanitary Napkin, SS, Surface Mounted | 1 | CC | A surface mounted, satin finish stainless steel, sanitary napkin disposal. Disposal features a flip-up cover, secured to the container by a heavy duty stainless steel piano-hinge. Disposal may be secured to wall or toilet partition. For general purpose use in female toilet stalls or rooms and uni-sex toilet rooms.
A5109 | Grab Bar, 1-1/4" Dia., SS, 2 Wall, W/C Accessible | 1 | CC | A 1-1/4" diameter, satin finish stainless steel, peened gripping surface, 2 wall toilet stall/ room, grab bar with concealed mounting flanges. Snap over flanges are provided to conceal mounting screws. A selection of mounting kits and concealed anchor devices are available from the manufacturers for different types of installations. Grab bar shall comply with barrier-free accessibility guidelines for structural strength. For typical water closet applications in toilet stalls and rooms where ADA (American's With Disabilities Act) requirements must be met.
A5110 | Grab Bar, 1-1/4" Dia., SS, 2 Wall, Shower Use | 1 | CC | A 1-1/4" diameter, satin finish stainless steel, peened gripping surface, 2 wall shower, grab bar with concealed mounting flanges. Snap over flanges are provided to conceal mounting screws. A selection of mounting kits and concealed anchor devices are available from the manufacturers for different types of installations. Grab bar shall comply with barrier-free accessibility guidelines for structural strength. For typical applications in shower stalls where ADA (American's With Disabilities Act) requirements must be met.
A5145 | Hook, Garment, Double, SS, Surface Mounted | 1 | CC | A surface mounted, satin finish stainless steel, double garment hook. Equipped with a concealed mounting bracket that is secured to a concealed wall plate. For general purpose use throughout the facility to hang various items of apparel.
A5170 | Rod, Shower Curtain, 1"Diameter, W/Curtain & Hooks | 1 | CC | A concealed mounted, 1" outside diameter, satin finish stainless steel, shower curtain rod with white vinyl shower curtain (72" H) and SS shower curtain hooks. Rod and curtain available in various widths. For general purpose use at shower stall or bathtub locations. Pricing based upon standard shower stall dimensions of 36" x 36" and a standard curtain height of 72".
A5175 | Soap Dish, With Bar, SS, Recessed | 1 | CC | A recessed mounted, satin finish stainless steel, soap dish with bar. Soap dish furnished with retaining lip and mounting clamp for installation in stud walls or countertop aprons. For general purpose use in shower stalls or at bathtub locations.
A5200 | Dispenser, Toilet Tissue, SS, 2-Roll, Surface Mntd | 1 | CC | A concealed surface mounted, double roll, satin finish stainless steel, toilet tissue dispenser. Unit accommodates two standard-core toilet tissue rolls through 5" in diameter. Spindles are chrome plated plastic with a heavy-duty internal spring and turn freely for non-controlled delivery. For general purpose use in restrooms.
A5205 | Bar, Towel, 1" Diameter, SS, Surface Mounted | 1 | CC | A surface mounted, satin finish stainless steel, 1" diameter, towel bar. Support posts and flanges are one piece, chrome-plated, cast heavy brass with satin finish. Towel bar shall not rotate within support posts. Available in 18", 24" and 30" widths. For general purpose use in shower or bathtub rooms. Pricing based upon a suggested standard width of 18".
F2000 | Basket, Wastepaper, Fire Resistant | 1 | VV | Wastepaper basket, fire resistant, approximately 40 quart capacity. This unit is used to collect and temporarily store small quantities of paper refuse in patient rooms, administrative areas and nursing stations. Size and shape varies depending on the application and manufacturer selected.
P3000 | Lavatory, Vitreous China, Straight Back | 1 | CC | Wall mounted, vitreous china lavatory (approximate bowl size 7"x15"x10") with: straight-front apron, straight or contoured back; faucet holes on 4" centers; gooseneck spout; wrist blade handles; and grid strainer. It shall be suitable for use in clinics, offices, washrooms or patient care areas.
P5040 | Shower, Single, Hand-Held | 1 | CC | A complete, barrier-free, single hand-held, personal shower system. The shower system includes: pressure balanced mixing valve with high temperature limit stop; personal hand shower; shower hose; wall supply; and slide bar. For general purpose use throughout the facility in shower stalls.
P9050 | Toilet, Wall Hung, Siphon Jet | 1 | CC | Siphon jet water closet/ toilet. This unit is wall hung with an elongated bowl, top spud flushometer, seat with open front and check hinge, and carrier. Used in restrooms throughout the health care facility.
5 - SB210 - SCI Center Aquatic Therapy Male Patient Locker Room, Bldg Sprt | 5 - SB210 - SCI Center Aquatic Therapy Male Patient Locker Room, Bldg Sprt | 5 - SB210 - SCI Center Aquatic Therapy Male Patient Locker Room, Bldg Sprt | 5 - SB210 - SCI Center Aquatic Therapy Male Patient Locker Room, Bldg Sprt | 5 - SB210 - SCI Center Aquatic Therapy Male Patient Locker Room, Bldg Sprt
JSN | NAME | QTY | ACQ/INS | DESCRIPTION
A1030 | Locker, 2 Person, Over/Under | 12 | VV | Two person locker, double tier, 72Hx12Wx18D. This unit includes hooks for coats and hats. Door equipped with safety guard handles. Designed for storage of coats, hats, and other personal belongings. Other width and depths are available.
A1080 | Mirror, Posture, Wall Mounted | 2 | CC | Wall mounted posture mirror. Consists of a 1/4" plate glass in a sturdy corrosion resistant frame with water proof back. For educational and therapy programs.
A5020 | Bench, Locker Room, Floor Mounted | 2 | CC | Locker room bench. Floor mounting -1-1/4" thick. Benches are sanded smooth with two coats of moisture-resistant sealer to ensure a protective, satin gloss surface, and mounted on strong steel pedestal anchored to the floor. Over all height of 18" includes pedestal. Size as required.
F2000 | Basket, Wastepaper, Fire Resistant | 2 | VV | Wastepaper basket, fire resistant, approximately 40 quart capacity. This unit is used to collect and temporarily store small quantities of paper refuse in patient rooms, administrative areas and nursing stations. Size and shape varies depending on the application and manufacturer selected.
F3200 | Clock, Battery, 12" Diameter | 1 | VV | Clock, 12" diameter. Round surface, easy to read numbers with sweep second hand. Wall mounted unit for use when impractical to install a fully synchronized clock system. Battery operated, (batteries not included).
6 - SB209 - SCI Center Aquatic Therapy Female Patient Locker Room, Bldg Sprt | 6 - SB209 - SCI Center Aquatic Therapy Female Patient Locker Room, Bldg Sprt | 6 - SB209 - SCI Center Aquatic Therapy Female Patient Locker Room, Bldg Sprt | 6 - SB209 - SCI Center Aquatic Therapy Female Patient Locker Room, Bldg Sprt | 6 - SB209 - SCI Center Aquatic Therapy Female Patient Locker Room, Bldg Sprt
JSN | NAME | QTY | ACQ/INS | DESCRIPTION
A1030 | Locker, 2 Person, Over/Under | 12 | VV | Two person locker, double tier, 72Hx12Wx18D. This unit includes hooks for coats and hats. Door equipped with safety guard handles. Designed for storage of coats, hats, and other personal belongings. Other width and depths are available.
A1080 | Mirror, Posture, Wall Mounted | 2 | CC | Wall mounted posture mirror. Consists of a 1/4" plate glass in a sturdy corrosion resistant frame with water proof back. For educational and therapy programs.
A5020 | Bench, Locker Room, Floor Mounted | 2 | CC | Locker room bench. Floor mounting -1-1/4" thick. Benches are sanded smooth with two coats of moisture-resistant sealer to ensure a protective, satin gloss surface, and mounted on strong steel pedestal anchored to the floor. Over all height of 18" includes pedestal. Size as required.
F2000 | Basket, Wastepaper, Fire Resistant | 2 | VV | Wastepaper basket, fire resistant, approximately 40 quart capacity. This unit is used to collect and temporarily store small quantities of paper refuse in patient rooms, administrative areas and nursing stations. Size and shape varies depending on the application and manufacturer selected.
F3200 | Clock, Battery, 12" Diameter | 1 | VV | Clock, 12" diameter. Round surface, easy to read numbers with sweep second hand. Wall mounted unit for use when impractical to install a fully synchronized clock system. Battery operated, (batteries not included).
7 - SB208 - SCI Center Aquatic Therapy Universal Patient Locker Room, Bldg Sprt | 7 - SB208 - SCI Center Aquatic Therapy Universal Patient Locker Room, Bldg Sprt | 7 - SB208 - SCI Center Aquatic Therapy Universal Patient Locker Room, Bldg Sprt | 7 - SB208 - SCI Center Aquatic Therapy Universal Patient Locker Room, Bldg Sprt | 7 - SB208 - SCI Center Aquatic Therapy Universal Patient Locker Room, Bldg Sprt
JSN | NAME | QTY | ACQ/INS | DESCRIPTION
A1030 | Locker, 2 Person, Over/Under | 12 | VV | Two person locker, double tier, 72Hx12Wx18D. This unit includes hooks for coats and hats. Door equipped with safety guard handles. Designed for storage of coats, hats, and other personal belongings. Other width and depths are available.
A1080 | Mirror, Posture, Wall Mounted | 2 | CC | Wall mounted posture mirror. Consists of a 1/4" plate glass in a sturdy corrosion resistant frame with water proof back. For educational and therapy programs.
A5020 | Bench, Locker Room, Floor Mounted | 2 | CC | Locker room bench. Floor mounting -1-1/4" thick. Benches are sanded smooth with two coats of moisture-resistant sealer to ensure a protective, satin gloss surface, and mounted on strong steel pedestal anchored to the floor. Over all height of 18" includes pedestal. Size as required.
F2000 | Basket, Wastepaper, Fire Resistant | 2 | VV | Wastepaper basket, fire resistant, approximately 40 quart capacity. This unit is used to collect and temporarily store small quantities of paper refuse in patient rooms, administrative areas and nursing stations. Size and shape varies depending on the application and manufacturer selected.
F3200 | Clock, Battery, 12" Diameter | 1 | VV | Clock, 12" diameter. Round surface, easy to read numbers with sweep second hand. Wall mounted unit for use when impractical to install a fully synchronized clock system. Battery operated, (batteries not included).
8 - IST61 - SCI Center Aquatic Therapy (AT) Pool, SCI | 8 - IST61 - SCI Center Aquatic Therapy (AT) Pool, SCI | 8 - IST61 - SCI Center Aquatic Therapy (AT) Pool, SCI | 8 - IST61 - SCI Center Aquatic Therapy (AT) Pool, SCI | 8 - IST61 - SCI Center Aquatic Therapy (AT) Pool, SCI
JSN | NAME | QTY | ACQ/INS | DESCRIPTION
A1000 | Extinguisher, Fire | 1 | VV | 10 pound dry chemical fire extinguisher with charging gauge. Other types and sizes are available.
A1200 | Lift System, Overhead, Patient Room | 1 | VC | An overhead rail system specifically designed for patient lifting and movement for a single bed patient room. The system will consist of recessed or ceiling mounted primary and secondary rails, lift motor with rolling carriage, patient harness or seat, and a hand controller or control box with charger. System will facilitate lifting and movement of patient to and from bed to gurney, chair or other requirement. Minimum lift capability is 550 pounds. Custom design of track layout by manufacturer is essential to meet individual facility requirements.
A1203 | Lift System, Overhead, Bariatric | 1 | CC | An overhead ceiling mounted rail system specifically designed for bariatric patient lifting and movement within a patient room. The system will consist of recessed or ceiling mounted primary and secondary rails, lift motor with carriage, patient harness or seat, and a hand controller or control box with charger (other charging options may be available). System will facilitate lifting and movement of patient to and from bed, to stretcher, chair, bathroom or other requirements. Lifting capacity is 1000 pounds. Custom design of track layout by manufacturer is essential to meet individual facility requirements.
A5025 | Bench, Locker Room, Portable | 2 | VV | Portable locker room bench. Approximately 1-1/2" thick. Benches shall be laminated hardwood with a moisture resistant sealer or anodized aluminum Units are mounted on strong pedestals.
A5075 | Dispenser, Soap, Disposable | 2 | VV | Disposable soap dispenser. One-handed dispensing operation. Designed to accommodate disposable soap cartridge and valve.
A5080 | Dispenser, Paper Towel, SS, Surface Mounted | 2 | CC | A surface mounted, satin finish stainless steel, single-fold, paper towel dispenser. Dispenser features: tumbler lock; front hinged at bottom; and refill indicator slot. Minimum capacity 400 single-fold paper towels. For general purpose use throughout the facility.
C04Q0 | Cabinet, ADA Sink, Wall-Mounted | 2 | CC | Wall mounted sink support cabinet for drop-in sink with vertical fascia and angled ADA profile, also referred to as ADA sink cabinet. Removable front panel to permit access to plumbing. Medium density M-3 particle board core construction faced with high pressure vertical grade decorative plastic laminate on exposed surfaces and melamine on semi-exposed and concealed surfaces; plastic laminate edge banding. Includes all attaching hardware including support rail.
CT025 | Countertop, Solid Surface with Sink Combination | 2 | CC | A solid, nonporous countertop approximately 36"W x 22"D with a undercounter sink combination. The countertop is an acrylic-based solid surface product with a standard thickness of 1", and a 4" butt backsplash/curb. Surfaces will be easy to clean and maintain. Also referred to as a work surface or work top with sink. Available in a choice of colors, depths and sink shapes. Used for various applications in patient rooms, restrooms and throughout the facility. Usually a part of a casework interior design program. Unit does not include the drain and faucet.
F0224 | Chair, Dining, Outdoor | 9 | VV | Dining chair with arms, suitable for indoor or outdoor dining. Constructed of powder coated galvanized metal in choice of colors.
F0340 | Stool, Self Adjusting | 2 | VV | Self adjusting stool. Consists of a foam padded upholstered seat with attached foot rest for added comfort. Mounted on swivel casters. Designed for doctor's use during examinations.
F0515 | Cart, Supply, Linen | 2 | VV | Closed linen supply cart. Equipped with four (4) non-marking rubber tire roller bearing casters and heavy duty cover. May be used for the delivery and user storage of clean linen as well as the return of soiled linen.
F3050 | Whiteboard, Dry Erase | 1 | VV | Whiteboard unit, approximately 36" H x 48" W consisting of a white porcelain enamel writing surface with an attached chalk tray. Magnetic surface available. Image can be easily removed with a standard chalkboard eraser. For use with water color pens. Unit is ready to hang.
F3200 | Clock, Battery, 12" Diameter | 1 | VV | Clock, 12" diameter. Round surface, easy to read numbers with sweep second hand. Wall mounted unit for use when impractical to install a fully synchronized clock system. Battery operated, (batteries not included).
M3070 | Hamper, Linen, Mobile, w/Lid | 2 | VV | Mobile linen hamper with hand or foot operated lid. Made of heavy tubular stainless steel with heavy gauge welded steel platform. Holds 25" hamper bags. Mounted on ball bearing casters. For linen transport in hospitals and clinics.
M3072 | Frame, Infectious Waste Bag w/Lid | 2 | VV | Frame for an infectious waste collection bag. Made of heavy tubular stainless steel with heavy gauge welded steel platform. Adjust to hold 18" or 25" trash bags. Mounted on ball bearing casters and includes permanently mounted hinged lid. Provides means of bagging infectious waste at point of waste generation.
M4116 | Monitor, Vital Signs | 1 | VV | Electronic sphygmomanometer. LCD displays non-invasive blood pressure, pulse rate and temperature. Used in hospitals and clinics. Includes an optional mobile stand.
9 - IST63 - SCI Center Aquatic Therapist Treatment Station, SCI | 9 - IST63 - SCI Center Aquatic Therapist Treatment Station, SCI | 9 - IST63 - SCI Center Aquatic Therapist Treatment Station, SCI | 9 - IST63 - SCI Center Aquatic Therapist Treatment Station, SCI | 9 - IST63 - SCI Center Aquatic Therapist Treatment Station, SCI
JSN | NAME | QTY | ACQ/INS | DESCRIPTION
A1010 | Telecommunication Outlet | 2 | VV | Telecommunication outlet location.
A1015 | Telephone, Desk, Multiple Line | 1 | VV | Telephone, desk, multiple line.
E0123 | Workstation, Straight, Free Standing, 72" W | 1 | VV | This JSN will provide a whole work station typical to quickly plan work in areas in clinical or administrative spaces. There will be a price decrease if typical work stations are used with vertical hanging strips instead of panels. THIS TYPICAL INCLUDES: 4 Standard Solid Panels 2 Panel Connectors, 2-Way Corner 1 Panel-to-Panel Connector 2 Finished End Hardware 1 Cantilevered, Work Surface 2 Lockable Flipper Units 2 Shelf, Storage/Displays 2 Lights 1 Tack board 1 Tool Rail 1 Paper Tray 1 Diagonal Tray 1 Adjustable Keyboard Tray 1 Mobile Pedestal, Box/File
F0275 | Chair, Swivel, High Back | 1 | VV | Highback contemporary swivel chair, 41" high X 23" wide X 23" deep with five (5) caster swivel base and arms. Chair may be used at desks or in conference rooms. Back and seat are foam padded and upholstered with either woven textile fabric or vinyl.
F0420 | Cabinet, Filing, Lateral, Half Height | 1 | VV | Half height two (2) or three (3) drawer lateral filing cabinet, 28" high X 42" wide X 18" deep with recessed handles, locking device and drawer label holders. Drawers are adaptable to either letter or legal size materials.
F2000 | Basket, Wastepaper, Fire Resistant | 1 | VV | Wastepaper basket, fire resistant, approximately 40 quart capacity. This unit is used to collect and temporarily store small quantities of paper refuse in patient rooms, administrative areas and nursing stations. Size and shape varies depending on the application and manufacturer selected.
M1801 | Computer, Microprocessing, w/Flat Panel Monitor | 1 | VV | Desk top microprocessing computer. The unit shall consist of a central processing mini tower, flat panel monitor, keyboard, mouse and speakers. The system shall have the following minimum characteristics: a 2.8 GHz Pentium processor; 512 MB memory; 80GB hard drive; 32/48x CD-ROMDVD combo; 1.44MB network interface card; video 32 MB NVIDIA; a 18 inch flat panel monitor. The computer is used throughout the facility to input, manipulate and retrieve information.
10 - SB185 - SCI Center AT Male Staff Toilet / Shower, Bldg Sprt | 10 - SB185 - SCI Center AT Male Staff Toilet / Shower, Bldg Sprt | 10 - SB185 - SCI Center AT Male Staff Toilet / Shower, Bldg Sprt | 10 - SB185 - SCI Center AT Male Staff Toilet / Shower, Bldg Sprt | 10 - SB185 - SCI Center AT Male Staff Toilet / Shower, Bldg Sprt
JSN | NAME | QTY | ACQ/INS | DESCRIPTION
A1067 | Mirror, Float Glass, ADA Accessible | 1 | CC | A high quality 1/4" polished float glass mirror with a stainless steel frame. Frame holds mirror in a tilted position for accessibility and compliance with ADA requirements. Mirror has a galvanized steel back secured to frame with concealed screws with integral horizontal hanging brackets. Mirror shall be approximately 18" wide and 36" high. Other sizes are available.
A5030 | Bench, Stall, Shower, Built In | 1 | CC | Shower bench; built-in. Eighteen (18) gauge stainless steel frame with anchors built-in into the wall. Size and shape as required.
A5075 | Dispenser, Soap, Disposable | 1 | VV | Disposable soap dispenser. One-handed dispensing operation. Designed to accommodate disposable soap cartridge and valve.
A5082 | Dispenser, Paper Towel, Sensor, Hands Free | 1 | CC | A surface mounted, sensor activated, automatic, roll paper towel dispenser. The unit dispenses a paper towel automatically only when hands are place in position below the dispenser for maximum sanitation and hygiene. May include adjustable settings for sheet length, time delay, and sensor range. Unit is battery operated or with optional AC power adapter.
A5109 | Grab Bar, 1-1/4" Dia., SS, 2 Wall, W/C Accessible | 1 | CC | A 1-1/4" diameter, satin finish stainless steel, peened gripping surface, 2 wall toilet stall/ room, grab bar with concealed mounting flanges. Snap over flanges are provided to conceal mounting screws. A selection of mounting kits and concealed anchor devices are available from the manufacturers for different types of installations. Grab bar shall comply with barrier-free accessibility guidelines for structural strength. For typical water closet applications in toilet stalls and rooms where ADA (American's With Disabilities Act) requirements must be met.
A5110 | Grab Bar, 1-1/4" Dia., SS, 2 Wall, Shower Use | 1 | CC | A 1-1/4" diameter, satin finish stainless steel, peened gripping surface, 2 wall shower, grab bar with concealed mounting flanges. Snap over flanges are provided to conceal mounting screws. A selection of mounting kits and concealed anchor devices are available from the manufacturers for different types of installations. Grab bar shall comply with barrier-free accessibility guidelines for structural strength. For typical applications in shower stalls where ADA (American's With Disabilities Act) requirements must be met.
A5145 | Hook, Garment, Double, SS, Surface Mounted | 1 | CC | A surface mounted, satin finish stainless steel, double garment hook. Equipped with a concealed mounting bracket that is secured to a concealed wall plate. For general purpose use throughout the facility to hang various items of apparel.
A5170 | Rod, Shower Curtain, 1"Diameter, W/Curtain & Hooks | 1 | CC | A concealed mounted, 1" outside diameter, satin finish stainless steel, shower curtain rod with white vinyl shower curtain (72" H) and SS shower curtain hooks. Rod and curtain available in various widths. For general purpose use at shower stall or bathtub locations. Pricing based upon standard shower stall dimensions of 36" x 36" and a standard curtain height of 72".
A5175 | Soap Dish, With Bar, SS, Recessed | 1 | CC | A recessed mounted, satin finish stainless steel, soap dish with bar. Soap dish furnished with retaining lip and mounting clamp for installation in stud walls or countertop aprons. For general purpose use in shower stalls or at bathtub locations.
A5200 | Dispenser, Toilet Tissue, SS, 2-Roll, Surface Mntd | 1 | CC | A concealed surface mounted, double roll, satin finish stainless steel, toilet tissue dispenser. Unit accommodates two standard-core toilet tissue rolls through 5" in diameter. Spindles are chrome plated plastic with a heavy-duty internal spring and turn freely for non-controlled delivery. For general purpose use in restrooms.
A5205 | Bar, Towel, 1" Diameter, SS, Surface Mounted | 1 | CC | A surface mounted, satin finish stainless steel, 1" diameter, towel bar. Support posts and flanges are one piece, chrome-plated, cast heavy brass with satin finish. Towel bar shall not rotate within support posts. Available in 18", 24" and 30" widths. For general purpose use in shower or bathtub rooms. Pricing based upon a suggested standard width of 18".
CT020 | Countertop, Solid Surface | 1 | CC | A solid, nonporous countertop with a smooth seamless appearance. Easy to clean and maintain and with proper cleaning does not support the growth of mold. An acrylic-based solid surface product. Standard thickness of 1", and a 4" butt backsplash/curb. Also referred to as a work surface or work top. Available in a choice of colors and depths. Used in lab and other hospital areas requiring optimum physical and chemical resisting properties.
F2015 | Basket, Wastepaper, Metal/Plastic,2 Swinging Doors | 1 | VV | Metal receptacle for soiled / used towels or waste. Equipped with a removable tapered top with two independently operating self-closing, spring hinged doors. Used in public facilities for the collection and temporary storage of refuse.
P3070 | Lavatory, Vitreous China, Under or Counter Top Mtd | 1 | CC | An undercounter or countertop mounted vitreous china lavatory (approximate bowl size 6"x17"x14") with gooseneck spout, wrist blade handles, and grid drain. Counter top mounted lavatory to be self rimming with mounting kit provided. Undercounter lavatory to have unglazed rim with a mounting kit also provided. For general purpose use in vanity tops in public, patient and staff toilet rooms.
P5040 | Shower, Single, Hand-Held | 1 | CC | A complete, barrier-free, single hand-held, personal shower system. The shower system includes: pressure balanced mixing valve with high temperature limit stop; personal hand shower; shower hose; wall supply; and slide bar. For general purpose use throughout the facility in shower stalls.
P9050 | Toilet, Wall Hung, Siphon Jet | 1 | CC | Siphon jet water closet/ toilet. This unit is wall hung with an elongated bowl, top spud flushometer, seat with open front and check hinge, and carrier. Used in restrooms throughout the health care facility.
11 - SB174 - SCI Center AT Female Staff Toilet / Shower, Bldg Sprt | 11 - SB174 - SCI Center AT Female Staff Toilet / Shower, Bldg Sprt | 11 - SB174 - SCI Center AT Female Staff Toilet / Shower, Bldg Sprt | 11 - SB174 - SCI Center AT Female Staff Toilet / Shower, Bldg Sprt | 11 - SB174 - SCI Center AT Female Staff Toilet / Shower, Bldg Sprt
JSN | NAME | QTY | ACQ/INS | DESCRIPTION
A1067 | Mirror, Float Glass, ADA Accessible | 1 | CC | A high quality 1/4" polished float glass mirror with a stainless steel frame. Frame holds mirror in a tilted position for accessibility and compliance with ADA requirements. Mirror has a galvanized steel back secured to frame with concealed screws with integral horizontal hanging brackets. Mirror shall be approximately 18" wide and 36" high. Other sizes are available.
A5030 | Bench, Stall, Shower, Built In | 1 | CC | Shower bench; built-in. Eighteen (18) gauge stainless steel frame with anchors built-in into the wall. Size and shape as required.
A5075 | Dispenser, Soap, Disposable | 1 | VV | Disposable soap dispenser. One-handed dispensing operation. Designed to accommodate disposable soap cartridge and valve.
A5082 | Dispenser, Paper Towel, Sensor, Hands Free | 1 | CC | A surface mounted, sensor activated, automatic, roll paper towel dispenser. The unit dispenses a paper towel automatically only when hands are place in position below the dispenser for maximum sanitation and hygiene. May include adjustable settings for sheet length, time delay, and sensor range. Unit is battery operated or with optional AC power adapter.
A5090 | Disposal, Sanitary Napkin, SS, Surface Mounted | 1 | CC | A surface mounted, satin finish stainless steel, sanitary napkin disposal. Disposal features a flip-up cover, secured to the container by a heavy duty stainless steel piano-hinge. Disposal may be secured to wall or toilet partition. For general purpose use in female toilet stalls or rooms and uni-sex toilet rooms.
A5109 | Grab Bar, 1-1/4" Dia., SS, 2 Wall, W/C Accessible | 1 | CC | A 1-1/4" diameter, satin finish stainless steel, peened gripping surface, 2 wall toilet stall/ room, grab bar with concealed mounting flanges. Snap over flanges are provided to conceal mounting screws. A selection of mounting kits and concealed anchor devices are available from the manufacturers for different types of installations. Grab bar shall comply with barrier-free accessibility guidelines for structural strength. For typical water closet applications in toilet stalls and rooms where ADA (American's With Disabilities Act) requirements must be met.
A5110 | Grab Bar, 1-1/4" Dia., SS, 2 Wall, Shower Use | 1 | CC | A 1-1/4" diameter, satin finish stainless steel, peened gripping surface, 2 wall shower, grab bar with concealed mounting flanges. Snap over flanges are provided to conceal mounting screws. A selection of mounting kits and concealed anchor devices are available from the manufacturers for different types of installations. Grab bar shall comply with barrier-free accessibility guidelines for structural strength. For typical applications in shower stalls where ADA (American's With Disabilities Act) requirements must be met.
A5145 | Hook, Garment, Double, SS, Surface Mounted | 1 | CC | A surface mounted, satin finish stainless steel, double garment hook. Equipped with a concealed mounting bracket that is secured to a concealed wall plate. For general purpose use throughout the facility to hang various items of apparel.
A5170 | Rod, Shower Curtain, 1"Diameter, W/Curtain & Hooks | 1 | CC | A concealed mounted, 1" outside diameter, satin finish stainless steel, shower curtain rod with white vinyl shower curtain (72" H) and SS shower curtain hooks. Rod and curtain available in various widths. For general purpose use at shower stall or bathtub locations. Pricing based upon standard shower stall dimensions of 36" x 36" and a standard curtain height of 72".
A5175 | Soap Dish, With Bar, SS, Recessed | 1 | CC | A recessed mounted, satin finish stainless steel, soap dish with bar. Soap dish furnished with retaining lip and mounting clamp for installation in stud walls or countertop aprons. For general purpose use in shower stalls or at bathtub locations.
A5200 | Dispenser, Toilet Tissue, SS, 2-Roll, Surface Mntd | 1 | CC | A concealed surface mounted, double roll, satin finish stainless steel, toilet tissue dispenser. Unit accommodates two standard-core toilet tissue rolls through 5" in diameter. Spindles are chrome plated plastic with a heavy-duty internal spring and turn freely for non-controlled delivery. For general purpose use in restrooms.
A5205 | Bar, Towel, 1" Diameter, SS, Surface Mounted | 1 | CC | A surface mounted, satin finish stainless steel, 1" diameter, towel bar. Support posts and flanges are one piece, chrome-plated, cast heavy brass with satin finish. Towel bar shall not rotate within support posts. Available in 18", 24" and 30" widths. For general purpose use in shower or bathtub rooms. Pricing based upon a suggested standard width of 18".
CT020 | Countertop, Solid Surface | 1 | CC | A solid, nonporous countertop with a smooth seamless appearance. Easy to clean and maintain and with proper cleaning does not support the growth of mold. An acrylic-based solid surface product. Standard thickness of 1", and a 4" butt backsplash/curb. Also referred to as a work surface or work top. Available in a choice of colors and depths. Used in lab and other hospital areas requiring optimum physical and chemical resisting properties.
F2015 | Basket, Wastepaper, Metal/Plastic,2 Swinging Doors | 1 | VV | Metal receptacle for soiled / used towels or waste. Equipped with a removable tapered top with two independently operating self-closing, spring hinged doors. Used in public facilities for the collection and temporary storage of refuse.
P3070 | Lavatory, Vitreous China, Under or Counter Top Mtd | 1 | CC | An undercounter or countertop mounted vitreous china lavatory (approximate bowl size 6"x17"x14") with gooseneck spout, wrist blade handles, and grid drain. Counter top mounted lavatory to be self rimming with mounting kit provided. Undercounter lavatory to have unglazed rim with a mounting kit also provided. For general purpose use in vanity tops in public, patient and staff toilet rooms.
P5040 | Shower, Single, Hand-Held | 1 | CC | A complete, barrier-free, single hand-held, personal shower system. The shower system includes: pressure balanced mixing valve with high temperature limit stop; personal hand shower; shower hose; wall supply; and slide bar. For general purpose use throughout the facility in shower stalls.
P9050 | Toilet, Wall Hung, Siphon Jet | 1 | CC | Siphon jet water closet/ toilet. This unit is wall hung with an elongated bowl, top spud flushometer, seat with open front and check hinge, and carrier. Used in restrooms throughout the health care facility.
12 - SS241 - SCI Center AT Male Staff Locker Room, Stff Sprt | 12 - SS241 - SCI Center AT Male Staff Locker Room, Stff Sprt | 12 - SS241 - SCI Center AT Male Staff Locker Room, Stff Sprt | 12 - SS241 - SCI Center AT Male Staff Locker Room, Stff Sprt | 12 - SS241 - SCI Center AT Male Staff Locker Room, Stff Sprt
JSN | NAME | QTY | ACQ/INS | DESCRIPTION
A1010 | Telecommunication Outlet | 1 | VV | Telecommunication outlet location.
A1012 | Telephone, Wall Mounted, 1 Line | 1 | VV | Telephone, wall mounted, 1 line.
A1030 | Locker, 2 Person, Over/Under | 8 | VV | Two person locker, double tier, 72Hx12Wx18D. This unit includes hooks for coats and hats. Door equipped with safety guard handles. Designed for storage of coats, hats, and other personal belongings. Other width and depths are available.
A1080 | Mirror, Posture, Wall Mounted | 1 | CC | Wall mounted posture mirror. Consists of a 1/4" plate glass in a sturdy corrosion resistant frame with water proof back. For educational and therapy programs.
A5020 | Bench, Locker Room, Floor Mounted | 1 | CC | Locker room bench. Floor mounting -1-1/4" thick. Benches are sanded smooth with two coats of moisture-resistant sealer to ensure a protective, satin gloss surface, and mounted on strong steel pedestal anchored to the floor. Over all height of 18" includes pedestal. Size as required.
F2000 | Basket, Wastepaper, Fire Resistant | 1 | VV | Wastepaper basket, fire resistant, approximately 40 quart capacity. This unit is used to collect and temporarily store small quantities of paper refuse in patient rooms, administrative areas and nursing stations. Size and shape varies depending on the application and manufacturer selected.
F3200 | Clock, Battery, 12" Diameter | 1 | VV | Clock, 12" diameter. Round surface, easy to read numbers with sweep second hand. Wall mounted unit for use when impractical to install a fully synchronized clock system. Battery operated, (batteries not included).
13 - SS232 - SCI Center AT Female Staff Locker Room, Stff Sprt | 13 - SS232 - SCI Center AT Female Staff Locker Room, Stff Sprt | 13 - SS232 - SCI Center AT Female Staff Locker Room, Stff Sprt | 13 - SS232 - SCI Center AT Female Staff Locker Room, Stff Sprt | 13 - SS232 - SCI Center AT Female Staff Locker Room, Stff Sprt
JSN | NAME | QTY | ACQ/INS | DESCRIPTION
A1010 | Telecommunication Outlet | 1 | VV | Telecommunication outlet location.
A1012 | Telephone, Wall Mounted, 1 Line | 1 | VV | Telephone, wall mounted, 1 line.
A1040 | Locker, 2 Person, Side by Side, 72x15x18 | 8 | VV | Two person side by side locker. Steel unit. It consists of side by side compartments for hanging clothes and over/under compartments for hats, etc. Used for personal belongings storage.
A1080 | Mirror, Posture, Wall Mounted | 1 | CC | Wall mounted posture mirror. Consists of a 1/4" plate glass in a sturdy corrosion resistant frame with water proof back. For educational and therapy programs.
A5020 | Bench, Locker Room, Floor Mounted | 1 | CC | Locker room bench. Floor mounting -1-1/4" thick. Benches are sanded smooth with two coats of moisture-resistant sealer to ensure a protective, satin gloss surface, and mounted on strong steel pedestal anchored to the floor. Over all height of 18" includes pedestal. Size as required.
F2000 | Basket, Wastepaper, Fire Resistant | 1 | VV | Wastepaper basket, fire resistant, approximately 40 quart capacity. This unit is used to collect and temporarily store small quantities of paper refuse in patient rooms, administrative areas and nursing stations. Size and shape varies depending on the application and manufacturer selected.
F3200 | Clock, Battery, 12" Diameter | 1 | VV | Clock, 12" diameter. Round surface, easy to read numbers with sweep second hand. Wall mounted unit for use when impractical to install a fully synchronized clock system. Battery operated, (batteries not included).
14 - IST64 - SCI Center AT Laundry Room, SCI | 14 - IST64 - SCI Center AT Laundry Room, SCI | 14 - IST64 - SCI Center AT Laundry Room, SCI | 14 - IST64 - SCI Center AT Laundry Room, SCI | 14 - IST64 - SCI Center AT Laundry Room, SCI
JSN | NAME | QTY | ACQ/INS | DESCRIPTION
A5075 | Dispenser, Soap, Disposable | 1 | VV | Disposable soap dispenser. One-handed dispensing operation. Designed to accommodate disposable soap cartridge and valve.
A5080 | Dispenser, Paper Towel, SS, Surface Mounted | 1 | CC | A surface mounted, satin finish stainless steel, single-fold, paper towel dispenser. Dispenser features: tumbler lock; front hinged at bottom; and refill indicator slot. Minimum capacity 400 single-fold paper towels. For general purpose use throughout the facility.
A5160 | Shelf, 8" Depth, SS, Surface Mounted | 4 | CC | A surface mounted, satin finish, stainless steel shelf with a minimum depth of 8". Mounting brackets are welded to shelf. Shelf is available in various widths. For general purpose use in scrub areas/rooms or other areas of the facility where a SS shelf is required. Pricing based upon a 36" width.
C03A0 | Cabinet, U/C/B, Open, 2 Shelf, 36x30x22 | 1 | CC | Standing height under counter, steel base cabinet, open, with two adjustable shelves. Also referred to as an open cabinet. For general purpose use throughout the facility.
CT020 | Countertop, Solid Surface | 1 | CC | A solid, nonporous countertop with a smooth seamless appearance. Easy to clean and maintain and with proper cleaning does not support the growth of mold. An acrylic-based solid surface product. Standard thickness of 1", and a 4" butt backsplash/curb. Also referred to as a work surface or work top. Available in a choice of colors and depths. Used in lab and other hospital areas requiring optimum physical and chemical resisting properties.
F0295 | Chair, Stacking | 1 | VV | Stacking chair, approximately 34" H X 21" W X 24" D. May be stacked up to 20 high depending upon the model selected. These chairs are intended primarily as overflow capacity for conference rooms.
F2017 | Waste Receptacle, 24 GAL | 1 | VV | Rectangular steel waste receptacle with step-on lid and 24 gallon capacity. The receptacle is used to collect and temporarily store small quantities of paper refuse. Can be used in restrooms, patient areas, laboratories, pharmacies, etc.
M2300 | Washer, Clothes, Automatic | 2 | VV | Large capacity automatic clothes washer with a heavy duty motor. The unit's control system programs load, cycle time, spin speed, fabric, water level and water temperature. The washer includes a bleach and/or fabric softener dispenser and a filter ring for trapping lint.
M2400 | Dryer, Clothes, Automatic, Electric, Household | 2 | VV | Automatic clothes dryer. Electric unit features automatic sensi-dry control with setting for different kinds of fabrics, timed cycle, removable lint filter, drum interior light and enamel finish.
P1965 | Eyewash, Eye/Face, Sink Mounted, Hands-free | 1 | CC | A sink mounted eyewash station. The unit is designed for emergency eye and face rinsing from soft flow dual spray-heads. The Flow must be activated by the single momentary action and remain on until terminated.
P2451 | Valve, Mixing, Thermostatic, Eyewash | 1 | CC | Emergency tempering valve thermostatically mixes hot and cold water to provide a safe fluid supply for a single emergency eye/face wash with a flow rate of 10 gpm (38.8L)
P8710 | Utility Center, Plumbing Connection | 2 | CC | Plumbing connection utility center, sometimes referred to as a 'GUY GRAY BOX'. This recessed utility center provides for hot and cold water connections and a drain connection at sink and other equipment locations. The utility center includes cutoff valves for the water connections, a plug seal for the drain and an outside cover to provide an aesthetic appearance when connections are no longer required. This center may be installed in locations where no plumbing fixtures are included in a design as a future flexibility device, saving many dollars for later facility modifications to incorporate sinks as functions change.
15 - SB737 - SCI Center AT Clean Utility Room, Lgstcs Svc | 15 - SB737 - SCI Center AT Clean Utility Room, Lgstcs Svc | 15 - SB737 - SCI Center AT Clean Utility Room, Lgstcs Svc | 15 - SB737 - SCI Center AT Clean Utility Room, Lgstcs Svc | 15 - SB737 - SCI Center AT Clean Utility Room, Lgstcs Svc
JSN | NAME | QTY | ACQ/INS | DESCRIPTION
E0906 | Locker, Supply, General, Wall Mtd, 23"W x 20"D | 1 | VV | THIS TYPICAL INCLUDES: 1 Wall Mounted Rail 1 Locked Storage Container 2 Tray/Shelves 1 Drawer, 3"H 3 Drawers, 6"H 2 Drawers, 9"H 1 Tray/Shelf Divider Drawer Organizer Bins Consider the need for an E0921 to transport the locker from place to place.
E0912 | Locker, Supply, Med Surg, Wall Mtd | 1 | VV | Medical/Surgical Supply locker, Wall Mounted, approximately 23"W x 20"D. THIS TYPICAL INCLUDES: 1 Wall Mounted Rail 1 Locked Storage Container 4 Tray/Shelves 5 Drawers, 3"H 2 Drawers, 6"H 2 Tray/Shelf Dividers Drawer Organizer Bins Consider the need for an E0921 to transport the locker from place to place.
E1500 | Rail, MOD, W/MNTD, HX144XD | 1 | VV | Wall mounted rail used for hanging (mounting) lockers, shelves and drawers on a wall.
F2000 | Basket, Wastepaper, Fire Resistant | 1 | VV | Wastepaper basket, fire resistant, approximately 40 quart capacity. This unit is used to collect and temporarily store small quantities of paper refuse in patient rooms, administrative areas and nursing stations. Size and shape varies depending on the application and manufacturer selected.
16 - SB743 - SCI Center AT Soiled Utility Room, Lgstcs Svc | 16 - SB743 - SCI Center AT Soiled Utility Room, Lgstcs Svc | 16 - SB743 - SCI Center AT Soiled Utility Room, Lgstcs Svc | 16 - SB743 - SCI Center AT Soiled Utility Room, Lgstcs Svc | 16 - SB743 - SCI Center AT Soiled Utility Room, Lgstcs Svc
JSN | NAME | QTY | ACQ/INS | DESCRIPTION
A1012 | Telephone, Wall Mounted, 1 Line | 1 | VV | Telephone, wall mounted, 1 line.
A5075 | Dispenser, Soap, Disposable | 1 | VV | Disposable soap dispenser. One-handed dispensing operation. Designed to accommodate disposable soap cartridge and valve.
A5077 | Dispenser, Hand Sanitizer, Hands-Free | 1 | VV | A touch free wall-mounted hand sanitizer dispenser. For use throughout a healthcare facility. Unit does not include the sanitizing liquid. Units are battery operated.
A5080 | Dispenser, Paper Towel, SS, Surface Mounted | 1 | CC | A surface mounted, satin finish stainless steel, single-fold, paper towel dispenser. Dispenser features: tumbler lock; front hinged at bottom; and refill indicator slot. Minimum capacity 400 single-fold paper towels. For general purpose use throughout the facility.
A5106 | Waste Disposal Unit, Sharps w/Glove Dispenser | 1 | VV | The unit is designed for the disposal of sharps and complies with OSHA guidelines for the handling of sharps. It shall house a 5 quart container and be capable of being mounted on a wall. It shall have a glove dispenser attached. The unit shall be secured by a locked enclosure.
C04F0 | Cabinet, U/C/B, 1 Shelf, 2 Half DR, 2 DO, 36x36x22 | 1 | CC | Standing height under counter base cabinet with an adjustable shelf and two half width drawers above solid hinged doors. Also referred to as a combination cabinet or a drawer and cupboard cabinet. For general purpose use throughout the facility.
C05P0 | Cabinet, Sink, U/C/B, 2 Door, 36x48x22 | 1 | CC | Standing height under counter base sink cabinet with solid hinged doors. Also referred to as a double-door sink cabinet. For general purpose use throughout the facility where a sink is to be used. Coordinate actual clear cabinet dimension with the actual outside dimension of sink that is specified to ensure that they are compatible.
CS200 | Sink, SS, Single Compartment, 12x28x16 ID | 1 | CC | Single compartment stainless steel sink, drop-in, self-rimming, ledge-type, connected with a drain and provided with a mixing faucet. It shall also be provided with pre-punched fixture holes on 4" center, integral back ledge to accommodate deck-mounted fixtures, brushed/polished interior and top surfaces, and sound deadened. Recommended for use in suspended or U/C/B sink cabinets having a high plastic laminate or Chemsurf laminate countertop/work surface. Coordinate actual outside sink dimensions with the actual clear dimension of cabinet specified to ensure that they are compatible. For general purpose use throughout the facility.
CT050 | Countertop, Stainless Steel | 1 | CC | Stainless steel countertop (composition of heavy-gauge Type No. 304 stainless steel) having a smooth satin finish and integral 4" backsplash/curb. Also referred to as a corrosion-resistant steel work surface or work top. Available in various depths. Used in areas where excellent ease of cleaning, abrasion resistance, bacteria resistance, impact resistance, load capacity and moisture resistance, are of concern. Pricing based upon a 24" depth.
F2020 | Can, Trash, 44 Gallon | 1 | VV | Forty four (44) gallon trash can, 32" high X 24" diameter, with lid. Used to collect and transport refuse from a point of origin to point of disposal (example: from soiled utility or a nursing unit to the trash compactor at housekeeping).
P2000 | Eyewash, Wall Mounted, Hands-Free | 1 | CC | Wall mounted emergency eye wash station. The flow of water from the unit is activated by hand. Upon initiation of water flow the unit will operate hands free to provide streams of water to clear foreign particles or dilute caustic liquids from the eyes in emergency situations. Used in laboratories and areas of the hospital where employees are subject to foreign bodies or liquid material to the eyes.
P2450 | Valve, Mixing, Thermostatic | 1 | CC | Thermostatic mixing valve with washout hose. Used with portable whirlpool equipment. Thermostatic valve is used to maintain temperature between 70 and 110 degree Fahrenheit, with a flow rate of 20 gallons a minute. The washout hose assembly is used to wash out tanks after treatment. Used in physical therapy department to provide comfortable water temperature for patient treatments.
P3100 | Lavatory, Vitreous China, Slab Type | 1 | CC | Wall mounted, slab type, vitreous china, lavatory (approximate bowl size 7"x15"x10") with: faucet holes on 4" centers; gooseneck spout; wrist blade handles; and grid strainer. It shall be suitable for use in clinics, offices, washrooms or patient care area.
17 - SC471 - SCI Center AT Clean Linen Room, EMS | 17 - SC471 - SCI Center AT Clean Linen Room, EMS | 17 - SC471 - SCI Center AT Clean Linen Room, EMS | 17 - SC471 - SCI Center AT Clean Linen Room, EMS | 17 - SC471 - SCI Center AT Clean Linen Room, EMS
JSN | NAME | QTY | ACQ/INS | DESCRIPTION
M2055 | Shelving, Storage, Wire, CRS, w/Adjustable Shelves | 1 | VV | Stationary, wire, shelving unit. Unit has fully adjustable shelves constructed of stainless steel. For use in general purpose storage areas. Shelving is provided in various sizes and configurations. Price provided is for a unit approximately 74"H x 18"D x 48"W with four shelves.
18 - SC452 - SCI Center AT Soiled Linen Room, EMS | 18 - SC452 - SCI Center AT Soiled Linen Room, EMS | 18 - SC452 - SCI Center AT Soiled Linen Room, EMS | 18 - SC452 - SCI Center AT Soiled Linen Room, EMS | 18 - SC452 - SCI Center AT Soiled Linen Room, EMS
JSN | NAME | QTY | ACQ/INS | DESCRIPTION
F0510 | Cart, Linen, Soiled | 1 | VV | Soiled linen collection cart, approximately 70" H x 68" W x 28" D with four (4) casters. Used to transport clean or soiled laundry.
19 - IST67 - SCI Center AT Equipment Storage Room, SCI | 19 - IST67 - SCI Center AT Equipment Storage Room, SCI | 19 - IST67 - SCI Center AT Equipment Storage Room, SCI | 19 - IST67 - SCI Center AT Equipment Storage Room, SCI | 19 - IST67 - SCI Center AT Equipment Storage Room, SCI
JSN | NAME | QTY | ACQ/INS | DESCRIPTION
M2055 | Shelving, Storage, Wire, CRS, w/Adjustable Shelves | 4 | VV | Stationary, wire, shelving unit. Unit has fully adjustable shelves constructed of stainless steel. For use in general purpose storage areas. Shelving is provided in various sizes and configurations. Price provided is for a unit approximately 74"H x 18"D x 48"W with four shelves.
20 - IST68 - SCI Center AT Safety Equipment Storage Room, SCI | 20 - IST68 - SCI Center AT Safety Equipment Storage Room, SCI | 20 - IST68 - SCI Center AT Safety Equipment Storage Room, SCI | 20 - IST68 - SCI Center AT Safety Equipment Storage Room, SCI | 20 - IST68 - SCI Center AT Safety Equipment Storage Room, SCI
JSN | NAME | QTY | ACQ/INS | DESCRIPTION
M2055 | Shelving, Storage, Wire, CRS, w/Adjustable Shelves | 4 | VV | Stationary, wire, shelving unit. Unit has fully adjustable shelves constructed of stainless steel. For use in general purpose storage areas. Shelving is provided in various sizes and configurations. Price provided is for a unit approximately 74"H x 18"D x 48"W with four shelves.
21 - IST69 - SCI Center Chemical / Pump Room Storage Room, SCI | 21 - IST69 - SCI Center Chemical / Pump Room Storage Room, SCI | 21 - IST69 - SCI Center Chemical / Pump Room Storage Room, SCI | 21 - IST69 - SCI Center Chemical / Pump Room Storage Room, SCI | 21 - IST69 - SCI Center Chemical / Pump Room Storage Room, SCI
JSN | NAME | QTY | ACQ/INS | DESCRIPTION
M2055 | Shelving, Storage, Wire, CRS, w/Adjustable Shelves | 4 | VV | Stationary, wire, shelving unit. Unit has fully adjustable shelves constructed of stainless steel. For use in general purpose storage areas. Shelving is provided in various sizes and configurations. Price provided is for a unit approximately 74"H x 18"D x 48"W with four shelves.
22 - SB244 - SCI Center AT Housekeeping Aides Closet (HAC), Bldg Sprt | 22 - SB244 - SCI Center AT Housekeeping Aides Closet (HAC), Bldg Sprt | 22 - SB244 - SCI Center AT Housekeeping Aides Closet (HAC), Bldg Sprt | 22 - SB244 - SCI Center AT Housekeeping Aides Closet (HAC), Bldg Sprt | 22 - SB244 - SCI Center AT Housekeeping Aides Closet (HAC), Bldg Sprt
JSN | NAME | QTY | ACQ/INS | DESCRIPTION
A5075 | Dispenser, Soap, Disposable | 1 | VV | Disposable soap dispenser. One-handed dispensing operation. Designed to accommodate disposable soap cartridge and valve.
A5080 | Dispenser, Paper Towel, SS, Surface Mounted | 1 | CC | A surface mounted, satin finish stainless steel, single-fold, paper towel dispenser. Dispenser features: tumbler lock; front hinged at bottom; and refill indicator slot. Minimum capacity 400 single-fold paper towels. For general purpose use throughout the facility.
A5107 | Dispenser, Glove, Surgical/Examination, Wall Mntd | 1 | VV | Examination three (Small Medium, Large) glove dispenser box for wall mounting. Fabricated of either cold rolled steel with a white baked enamel finish, plastic or acrylic. Hardware not included, Option 3 powder coated steel.
A5135 | Shelf, Utility W/ Mop/Broom Holders, SS, Surf Mntd | 1 | CC | A surface mounted, satin finish stainless steel, utility shelf with a maximum of 6 mop/broom holders and 5 rag hooks. Utility shelf features: 8" deep shelf; mounting brackets welded to shelf; spring activated rubber cam holders; and drying rod. Unit is available in various widths 30" (minimum, 3 holders and 2 hooks) to 48" (maximum, 6 holders and 5 hooks). For use in janitor closets. Pricing based on a 36" width.
F0500 | Cart, Janitor's | 1 | VV | Janitors cart, 38" high X 66" wide X 20" deep with 25 gallon heavy duty collection bag. Accommodations for locking vault and janitorial support items (broom, dust pan, chemicals, mop and mop bucket; not included).
F0505 | Bucket, Mop, With Wringer, 26 Quart | 1 | VV | Mobile mop bucket / wringer combination, approximately 35" H x 17" W x 22" D with four 2" casters. Total capacity is 26 quarts. Unit used for general hard surface floor maintenance.
P2000 | Eyewash, Wall Mounted, Hands-Free | 1 | CC | Wall mounted emergency eye wash station. The flow of water from the unit is activated by hand. Upon initiation of water flow the unit will operate hands free to provide streams of water to clear foreign particles or dilute caustic liquids from the eyes in emergency situations. Used in laboratories and areas of the hospital where employees are subject to foreign bodies or liquid material to the eyes.
P2451 | Valve, Mixing, Thermostatic, Eyewash | 1 | CC | Emergency tempering valve thermostatically mixes hot and cold water to provide a safe fluid supply for a single emergency eye/face wash with a flow rate of 10 gpm (38.8L)
P4700 | Sink, Mop, Molded Stone | 1 | CC | Mop service sink approximately 10"H x 36"W x 24"D. Also called a mop service basin and a mop receptor. Unit is made of molded stone and is a one piece item. It shall include a service faucet hose, hose bracket and mop hanger. Used in utility rooms for cleaning mops and floor cleaning equipment.
41 - SCI/D CENTER EDUCATION AREA | 41 - SCI/D CENTER EDUCATION AREA | 41 - SCI/D CENTER EDUCATION AREA | 41 - SCI/D CENTER EDUCATION AREA | 41 - SCI/D CENTER EDUCATION AREA
1 - SS204 - SCI Center Nurse Educator Office, Stff Sprt | 1 - SS204 - SCI Center Nurse Educator Office, Stff Sprt | 1 - SS204 - SCI Center Nurse Educator Office, Stff Sprt | 1 - SS204 - SCI Center Nurse Educator Office, Stff Sprt | 1 - SS204 - SCI Center Nurse Educator Office, Stff Sprt
JSN | NAME | QTY | ACQ/INS | DESCRIPTION
A1010 | Telecommunication Outlet | 2 | VV | Telecommunication outlet location.
A1015 | Telephone, Desk, Multiple Line | 1 | VV | Telephone, desk, multiple line.
A5145 | Hook, Garment, Double, SS, Surface Mounted | 1 | CC | A surface mounted, satin finish stainless steel, double garment hook. Equipped with a concealed mounting bracket that is secured to a concealed wall plate. For general purpose use throughout the facility to hang various items of apparel.
E0078 | Workstation, L-Shaped w/Peninsula, Free Std, 78x72 | 1 | VV | This section will provide a whole work station typical to quickly plan work areas in clinical or administrative spaces. There will be a price decrease if typical work stations are used with vertical hanging strips instead of panels. THIS TYPICAL INCLUDES: 4 standard solid panels; 2 panel connectors, 2-way corner; 1 panel-to-panel connector; 2 finished end hardware; 1 cantilevered work surface; 1 peninsula work surface; 2 lockable flipper units; 2 shelf, storage/display; 2 lights; 1 tack board, 48"W; 1 tool rail, 30"W; 1 paper tray; 1 diagonal tray; 1 adjustable keyboard tray; 1 mobile pedestal, box/file.
F0110 | Bookcase, 3 Shelf | 1 | VV | Freestanding open metal shelf book case, approximately 60" high X 36" wide X 18" deep with three (3) adjustable shelves and four (4) non-marking floor glides.
F0205 | Chair, Side With Arms | 2 | VV | Upholstered side chair, 32" high X 21" wide X 23" deep with arms, padded seats and padded backs. Seat height is a minimum of 17". Available with or without sled base.
F0275 | Chair, Swivel, High Back | 1 | VV | Highback contemporary swivel chair, 41" high X 23" wide X 23" deep with five (5) caster swivel base and arms. Chair may be used at desks or in conference rooms. Back and seat are foam padded and upholstered with either woven textile fabric or vinyl.
F0420 | Cabinet, Filing, Lateral, Half Height | 1 | VV | Half height two (2) or three (3) drawer lateral filing cabinet, 28" high X 42" wide X 18" deep with recessed handles, locking device and drawer label holders. Drawers are adaptable to either letter or legal size materials.
F2000 | Basket, Wastepaper, Fire Resistant | 1 | VV | Wastepaper basket, fire resistant, approximately 40 quart capacity. This unit is used to collect and temporarily store small quantities of paper refuse in patient rooms, administrative areas and nursing stations. Size and shape varies depending on the application and manufacturer selected.
F3200 | Clock, Battery, 12" Diameter | 1 | VV | Clock, 12" diameter. Round surface, easy to read numbers with sweep second hand. Wall mounted unit for use when impractical to install a fully synchronized clock system. Battery operated, (batteries not included).
M1801 | Computer, Microprocessing, w/Flat Panel Monitor | 1 | VV | Desk top microprocessing computer. The unit shall consist of a central processing mini tower, flat panel monitor, keyboard, mouse and speakers. The system shall have the following minimum characteristics: a 2.8 GHz Pentium processor; 512 MB memory; 80GB hard drive; 32/48x CD-ROMDVD combo; 1.44MB network interface card; video 32 MB NVIDIA; a 18 inch flat panel monitor. The computer is used throughout the facility to input, manipulate and retrieve information.
2 - SS151 - SCI Center Simulation Room, Educ Svc | 2 - SS151 - SCI Center Simulation Room, Educ Svc | 2 - SS151 - SCI Center Simulation Room, Educ Svc | 2 - SS151 - SCI Center Simulation Room, Educ Svc | 2 - SS151 - SCI Center Simulation Room, Educ Svc
JSN | NAME | QTY | ACQ/INS | DESCRIPTION
A1011 | Telephone, Desk, 1 Line | 2 | VV | Telephone, desk, 1 line.
A1110 | Headwall, Prefabricated, General, 1-2 bed | 2 | CC | 1-2 bed, general, prefabricated headwall. Unit consists of a patient service module for general care, single or double bed type. It contains lighting, medical gases, electrical outlets, nurse call and bed bumper. Specify number and type of medical gas and electrical outlets. Size of module will vary by type and configuration of outlets.
A5075 | Dispenser, Soap, Disposable | 1 | VV | Disposable soap dispenser. One-handed dispensing operation. Designed to accommodate disposable soap cartridge and valve.
A5080 | Dispenser, Paper Towel, SS, Surface Mounted | 1 | CC | A surface mounted, satin finish stainless steel, single-fold, paper towel dispenser. Dispenser features: tumbler lock; front hinged at bottom; and refill indicator slot. Minimum capacity 400 single-fold paper towels. For general purpose use throughout the facility.
A5106 | Waste Disposal Unit, Sharps w/Glove Dispenser | 2 | VV | The unit is designed for the disposal of sharps and complies with OSHA guidelines for the handling of sharps. It shall house a 5 quart container and be capable of being mounted on a wall. It shall have a glove dispenser attached. The unit shall be secured by a locked enclosure.
A5180 | Track, Cubicle, Surface Mounted, With Curtain | 1 | VV | Surface mounted cubicle track, with curtain. Track constructed of thick extruded aluminum. Equipped with self lubricating carriers, beaded drop chain hooks, and flame resistant curtain. To include removable end caps. Designed to be suspended around patient areas where privacy is needed. Price listed is per foot of the track, curtains to be priced per quote.
A6305 | Drapes, Pair | 1 | VV | This JSN is to be used for determining and defining the location of drapes. Fabric to be flame retardant, variable colors and patterns with backing. Price based on a pair of drapes for a window approximately 36" W X 60" H.
F0230 | Chair, Drafting, Rotary | 1 | VV | Drafting chair approximately 47" high X 20" wide X 20" deep with rotary stool and a 5 (five) star base with casters. Padded seat and back. Foot ring adjusts with chair.
F0260 | Chair, High Back, Patient | 2 | VV | High back patient chair, approximately 45" H X 24" W X 30" D with padded and upholstered back and seat. Straight legs have floor glides. Upholstery material is vinyl.
F0315 | Chair, Sleeper | 2 | VV | Sleeper chair, 39" high X 36" wide X 74" deep (as a bed). Chair designed to convert (either fold-out or reclining) into a temporary bed used by either hospital staff or a patient's immediate family.
F0355 | Footstool, Straight | 2 | VV | Step stool. Used to assist patients getting on and off exam or surgical tables. Fitted with electrically conductive rubber tips.
F0400 | Cabinet, Bedside, Door, Drawer | 2 | VV | Bedside cabinet for storage of both the patient's personal items and small patient support items. Approximately 31" high X 21" wide X 19" deep with one (1) drawer and one (1) closed storage closet. Drawer is removable so interior can be sanitized. May come in a 3 drawer version.
F0560 | Wardrobe, Television | 2 | VV | A combination wardrobe that combines the storage of clothing along with a television cabinet. Item is intended for use in patient bedrooms particularly the LDR and LDRP.
F2000 | Basket, Wastepaper, Fire Resistant | 3 | VV | Wastepaper basket, fire resistant, approximately 40 quart capacity. This unit is used to collect and temporarily store small quantities of paper refuse in patient rooms, administrative areas and nursing stations. Size and shape varies depending on the application and manufacturer selected.
F3050 | Whiteboard, Dry Erase | 2 | VV | Whiteboard unit, approximately 36" H x 48" W consisting of a white porcelain enamel writing surface with an attached chalk tray. Magnetic surface available. Image can be easily removed with a standard chalkboard eraser. For use with water color pens. Unit is ready to hang.
F3200 | Clock, Battery, 12" Diameter | 1 | VV | Clock, 12" diameter. Round surface, easy to read numbers with sweep second hand. Wall mounted unit for use when impractical to install a fully synchronized clock system. Battery operated, (batteries not included).
M0430 | Recorder/ Player, Digital, Video, DVD | 2 | VV | Professional medical grade DVD video recorder/player. Approximately 5" high X 10" wide X 14" deep. Meets NTSC and PAL standards and employs MPEG2 video compression. Capable of high speed picture search, direct recording into available disc space and recording and playback on various DVD formats. Audio uses Dolby digital format. Convenience outlet required at point of use.
M0515 | Television, HD, 40" Class | 2 | VV | High definition (HDTV) multimedia flat panel LED 40" class display television. The TV will have a 16:9 wide screen aspect ratio, minimum of 1920 x 1080 display resolution, digital tuner, minimum refresh rate of 60Hz, minimum of two HDMI ports and 1 USB port ENERGY STAR certified.
M0750 | Flowmeter, Air, Connect w/50 PSI Supply | 2 | VV | Air flowmeter. Unit has a stainless steel needle valve with clear flowtube for connection to 50 PSI air outlet from central pipeline system. Requires the appropriate adapter for connection to the wall outlet and fitting to connect to tubing. Database prices reflect fittings with an attached DISS power outlet. Other outlet and adapter configurations are available.
M0755 | Flowmeter, Oxygen, Low Flow | 2 | VV | Oxygen flowmeter. Consists of a clear crystal flowtube calibrated to 3.5 or 8 LPM depending on manufacturer. For oxygen regulation in hospital settings. Database pricing includes DISS fitting and DISS power outlet and wall adapter. Other fitting and adapter configurations are available.
M0765 | Regulator, Vacuum | 4 | VV | Vacuum pressure regulator for connection to central piped vacuum system. Standard display scale is graduated at least from 0 to 200 mm Hg of vacuum. Displays on specialized regulators may cover other vacuum ranges. Regulator type (continuous, intermittent, continuous/intermittent, surgical, pediatric, thoracic, etc.) as required. To be used in delivery, neonatal, pediatrics or any area where suction is required. Database pricing reflects continuous regulators graduated to 200 mm Hg with a full line vacuum selection switch and DISS configured inlets and outlets.
M1801 | Computer, Microprocessing, w/Flat Panel Monitor | 1 | VV | Desk top microprocessing computer. The unit shall consist of a central processing mini tower, flat panel monitor, keyboard, mouse and speakers. The system shall have the following minimum characteristics: a 2.8 GHz Pentium processor; 512 MB memory; 80GB hard drive; 32/48x CD-ROMDVD combo; 1.44MB network interface card; video 32 MB NVIDIA; a 18 inch flat panel monitor. The computer is used throughout the facility to input, manipulate and retrieve information.
M1802 | Work Station, Computer, Retractable, Wall Mounted | 1 | VV | A wall mounted retractable work station. Work station is used as a computer station in treatment rooms, exam rooms and areas where physical space in limited.
M3072 | Frame, Infectious Waste Bag w/Lid | 1 | VV | Frame for an infectious waste collection bag. Made of heavy tubular stainless steel with heavy gauge welded steel platform. Adjust to hold 18" or 25" trash bags. Mounted on ball bearing casters and includes permanently mounted hinged lid. Provides means of bagging infectious waste at point of waste generation.
M4255 | Stand, IV, Adjustable | 2 | VV | Adjustable IV stand with 4-hook arrangement. Stand has stainless steel construction with heavy weight base. It adjusts from 66 inches to 100 inches and is mounted on conductive rubber, ball bearing, swivel casters. Stand is used for administering intravenous solutions.
M4266 | Pump, Volumetric, Infusion, Multiple Line | 2 | VV | Volumetric infusion pump. Pump is self-regulating with automatic sensor and adjustable rate. Equipped with visual and audible alarms and up to 10 hour capacity battery. For the administration of a wide variety of therapeutic agents where precise control is required. Unit provides individual control to IV lines simultaneously.
M7010 | Bed, Patient, Electric | 2 | VV | Electric patient bed. Includes safety side rails, IV rod insertion slots and patient control panel for a full range of positions. Four wheel locking brakes. Overall bed height adjustable between 16.5 and 31 inches.
M7025 | Mattress, Bed, Hospital | 2 | VV | Hospital bed mattress. These mattresses are usually filled with multi-layered foam, wire coil innersprings, or a combination of both. Mattresses are made of a fire retardant material (to meet California standard) and are enclosed in waterproof anti-microbial covers. For hospital use.
M7040 | Table, Overbed | 2 | VV | Overbed table. Adjustable height table constructed of heavy gauge steel. Mounted on 2" diameter twin swivel casters with bumper caps. Table top is constructed with a high pressure plastic laminated surface that resists chipping, scratching, and staining. It includes a vanity tray and a mirror. Table is designed for use over bed, wheelchair or large chair.
P3070 | Lavatory, Vitreous China, Under or Counter Top Mtd | 1 | CC | An undercounter or countertop mounted vitreous china lavatory (approximate bowl size 6"x17"x14") with gooseneck spout, wrist blade handles, and grid drain. Counter top mounted lavatory to be self rimming with mounting kit provided. Undercounter lavatory to have unglazed rim with a mounting kit also provided. For general purpose use in vanity tops in public, patient and staff toilet rooms.
42 - SCI/D CENTER RESEARCH AREA | 42 - SCI/D CENTER RESEARCH AREA | 42 - SCI/D CENTER RESEARCH AREA | 42 - SCI/D CENTER RESEARCH AREA | 42 - SCI/D CENTER RESEARCH AREA
1 - SS204 - SCI Center Research Coordinator Office, Stff Sprt | 1 - SS204 - SCI Center Research Coordinator Office, Stff Sprt | 1 - SS204 - SCI Center Research Coordinator Office, Stff Sprt | 1 - SS204 - SCI Center Research Coordinator Office, Stff Sprt | 1 - SS204 - SCI Center Research Coordinator Office, Stff Sprt
JSN | NAME | QTY | ACQ/INS | DESCRIPTION
A1010 | Telecommunication Outlet | 2 | VV | Telecommunication outlet location.
A1015 | Telephone, Desk, Multiple Line | 1 | VV | Telephone, desk, multiple line.
A5145 | Hook, Garment, Double, SS, Surface Mounted | 1 | CC | A surface mounted, satin finish stainless steel, double garment hook. Equipped with a concealed mounting bracket that is secured to a concealed wall plate. For general purpose use throughout the facility to hang various items of apparel.
E0078 | Workstation, L-Shaped w/Peninsula, Free Std, 78x72 | 1 | VV | This section will provide a whole work station typical to quickly plan work areas in clinical or administrative spaces. There will be a price decrease if typical work stations are used with vertical hanging strips instead of panels. THIS TYPICAL INCLUDES: 4 standard solid panels; 2 panel connectors, 2-way corner; 1 panel-to-panel connector; 2 finished end hardware; 1 cantilevered work surface; 1 peninsula work surface; 2 lockable flipper units; 2 shelf, storage/display; 2 lights; 1 tack board, 48"W; 1 tool rail, 30"W; 1 paper tray; 1 diagonal tray; 1 adjustable keyboard tray; 1 mobile pedestal, box/file.
F0110 | Bookcase, 3 Shelf | 1 | VV | Freestanding open metal shelf book case, approximately 60" high X 36" wide X 18" deep with three (3) adjustable shelves and four (4) non-marking floor glides.
F0205 | Chair, Side With Arms | 2 | VV | Upholstered side chair, 32" high X 21" wide X 23" deep with arms, padded seats and padded backs. Seat height is a minimum of 17". Available with or without sled base.
F0275 | Chair, Swivel, High Back | 1 | VV | Highback contemporary swivel chair, 41" high X 23" wide X 23" deep with five (5) caster swivel base and arms. Chair may be used at desks or in conference rooms. Back and seat are foam padded and upholstered with either woven textile fabric or vinyl.
F0420 | Cabinet, Filing, Lateral, Half Height | 1 | VV | Half height two (2) or three (3) drawer lateral filing cabinet, 28" high X 42" wide X 18" deep with recessed handles, locking device and drawer label holders. Drawers are adaptable to either letter or legal size materials.
F2000 | Basket, Wastepaper, Fire Resistant | 1 | VV | Wastepaper basket, fire resistant, approximately 40 quart capacity. This unit is used to collect and temporarily store small quantities of paper refuse in patient rooms, administrative areas and nursing stations. Size and shape varies depending on the application and manufacturer selected.
F3200 | Clock, Battery, 12" Diameter | 1 | VV | Clock, 12" diameter. Round surface, easy to read numbers with sweep second hand. Wall mounted unit for use when impractical to install a fully synchronized clock system. Battery operated, (batteries not included).
M1801 | Computer, Microprocessing, w/Flat Panel Monitor | 1 | VV | Desk top microprocessing computer. The unit shall consist of a central processing mini tower, flat panel monitor, keyboard, mouse and speakers. The system shall have the following minimum characteristics: a 2.8 GHz Pentium processor; 512 MB memory; 80GB hard drive; 32/48x CD-ROMDVD combo; 1.44MB network interface card; video 32 MB NVIDIA; a 18 inch flat panel monitor. The computer is used throughout the facility to input, manipulate and retrieve information.
2 - IST71 - SCI Center Laboratory, SCI | 2 - IST71 - SCI Center Laboratory, SCI | 2 - IST71 - SCI Center Laboratory, SCI | 2 - IST71 - SCI Center Laboratory, SCI | 2 - IST71 - SCI Center Laboratory, SCI
JSN | NAME | QTY | ACQ/INS | DESCRIPTION
A5077 | Dispenser, Hand Sanitizer, Hands-Free | 1 | VV | A touch free wall-mounted hand sanitizer dispenser. For use throughout a healthcare facility. Unit does not include the sanitizing liquid. Units are battery operated.
A5107 | Dispenser, Glove, Surgical/Examination, Wall Mntd | 1 | VV | Examination three (Small Medium, Large) glove dispenser box for wall mounting. Fabricated of either cold rolled steel with a white baked enamel finish, plastic or acrylic. Hardware not included, Option 3 powder coated steel.
E0063 | Workstation, L-Shaped w/Peninsula, Wall Mtd, 72x72 | 1 | VV | THIS TYPICAL INCLUDES: 3 Vertical Hanging Strips 2 Lockable Flipper Units 2 Shelves, Storage/Display 2 Lights 1 Tackboard 2 Tool Rails 2 Paper Trays 1 Diagonal Tray 1 Cantilevered Work Surface 1 Peninsula Work Surface 1 Adjustable Keyboard Tray 1 Mobile Pedestal, Box/File 1 Pencil Drawer 1 Cpu Holder
F0205 | Chair, Side With Arms | 2 | VV | Upholstered side chair, 32" high X 21" wide X 23" deep with arms, padded seats and padded backs. Seat height is a minimum of 17". Available with or without sled base.
F0275 | Chair, Swivel, High Back | 1 | VV | Highback contemporary swivel chair, 41" high X 23" wide X 23" deep with five (5) caster swivel base and arms. Chair may be used at desks or in conference rooms. Back and seat are foam padded and upholstered with either woven textile fabric or vinyl.
F0300 | Chair, Task, Swivel, With Arms | 1 | VV | Task chair, approximately 34" H X 26" W X 22" D with adjustable arms and a five caster adjustable swivel base. Seat and back are foam padded and upholstered in woven fabric or vinyl.
F0415 | Cabinet, Filing, Lateral, Full Height, 5 Drawer | 2 | VV | Full height five (5) drawer lateral filing cabinet, 65" high X 42" wide X 18" deep with floor levelers (front), locking device and drawer label holders. Drawers are adaptable to either letter or legal size materials.
F2000 | Basket, Wastepaper, Fire Resistant | 1 | VV | Wastepaper basket, fire resistant, approximately 40 quart capacity. This unit is used to collect and temporarily store small quantities of paper refuse in patient rooms, administrative areas and nursing stations. Size and shape varies depending on the application and manufacturer selected.
F3200 | Clock, Battery, 12" Diameter | 1 | VV | Clock, 12" diameter. Round surface, easy to read numbers with sweep second hand. Wall mounted unit for use when impractical to install a fully synchronized clock system. Battery operated, (batteries not included).
M1801 | Computer, Microprocessing, w/Flat Panel Monitor | 1 | VV | Desk top microprocessing computer. The unit shall consist of a central processing mini tower, flat panel monitor, keyboard, mouse and speakers. The system shall have the following minimum characteristics: a 2.8 GHz Pentium processor; 512 MB memory; 80GB hard drive; 32/48x CD-ROMDVD combo; 1.44MB network interface card; video 32 MB NVIDIA; a 18 inch flat panel monitor. The computer is used throughout the facility to input, manipulate and retrieve information.
M1825 | Printer, Computer | 1 | VV | High resolution computer printer with a variety of type styles and sheet/envelope feeder trays. Database information reflects network ready, medium duty office style laser printers. Other types of printers (bubble jet, dot matrix, line or plotter) as well as light or heavy use capabilities are available.
M8285 | Simulator, Driving, Work Therapy | 1 | VV | Driving simulator used for work hardening programs in occupational and physical therapy. Device includes driver's seat which may be adjusted to simulate a variety of seat configurations and an adjustable steering wheel/control console to permit a variety of vehicles to be simulated. Entire system is mounted on retractable castors for mobility within the clinic. Simulator includes vibration generator in the seat section to accurately reproduce driving stresses.
43 - SCI SPOKE AREA | 43 - SCI SPOKE AREA | 43 - SCI SPOKE AREA | 43 - SCI SPOKE AREA | 43 - SCI SPOKE AREA
1 - SB071 - SCI Spoke Accessible General Waiting, Bldg Sprt | 1 - SB071 - SCI Spoke Accessible General Waiting, Bldg Sprt | 1 - SB071 - SCI Spoke Accessible General Waiting, Bldg Sprt | 1 - SB071 - SCI Spoke Accessible General Waiting, Bldg Sprt | 1 - SB071 - SCI Spoke Accessible General Waiting, Bldg Sprt
JSN | NAME | QTY | ACQ/INS | DESCRIPTION
A5077 | Dispenser, Hand Sanitizer, Hands-Free | 1 | VV | A touch free wall-mounted hand sanitizer dispenser. For use throughout a healthcare facility. Unit does not include the sanitizing liquid. Units are battery operated.
A5210 | Bracket, Television, Wall Mounted, w/Adjust Arm | 1 | VV | Wall mounted television bracket with adjustable arm. Consists of movable arm with minimum 120 degree swivel. Designed for holding wall mounted, flat panel television units in patient rooms.
A5220 | Bracket, Television, Wall Backing | 1 | CC | Wall mounted television bracket backing which provides additional support and strength for the installation of the television bracket. Option available for interior or exterior plate and sized for 12” 16” or 24” stud spacing.
A6046 | Artwork, Decorative, With Frame | 1 | VV | This JSN is to be used for determining and defining location of decorative artwork.
F0206 | Chair, Side, Bariatric, With Arms | 1 | VV | A bariatric side chair with arms for use in a waiting room, lobby or other patient area. Chair will have a padded seat and back and have a capacity of 800 pounds.
F0305 | Chair, Waiting Room, Single | 4 | VV | Single seat waiting room chair with foam padded seat and back. Upholstered with either woven fabric textile or vinyl. Arms and floor glides included.
F2000 | Basket, Wastepaper, Fire Resistant | 1 | VV | Wastepaper basket, fire resistant, approximately 40 quart capacity. This unit is used to collect and temporarily store small quantities of paper refuse in patient rooms, administrative areas and nursing stations. Size and shape varies depending on the application and manufacturer selected.
F2300 | Rack, Magazine, Wall Mounted | 1 | VV | Wall mounted magazine rack with nine (9) magazine holding compartments.
F3200 | Clock, Battery, 12" Diameter | 1 | VV | Clock, 12" diameter. Round surface, easy to read numbers with sweep second hand. Wall mounted unit for use when impractical to install a fully synchronized clock system. Battery operated, (batteries not included).
M0506 | Television, Flat Screen | 1 | VV | Flat screen television with approximately 32'" to 40' diagonal screen size. The TV will have built-in speakers, NTSC tuner, a 16:9 wide screen aspect ratio, a minimum of 1280 x 768 resolution and a remote control.
2 - SB262 - SCI Spoke Wheelchair Alcove, Bldg Sprt | 2 - SB262 - SCI Spoke Wheelchair Alcove, Bldg Sprt | 2 - SB262 - SCI Spoke Wheelchair Alcove, Bldg Sprt | 2 - SB262 - SCI Spoke Wheelchair Alcove, Bldg Sprt | 2 - SB262 - SCI Spoke Wheelchair Alcove, Bldg Sprt
JSN | NAME | QTY | ACQ/INS | DESCRIPTION
M4705 | Wheelchair, Patient Transport, Folding | 1 | VV | Folding patient transport wheelchair. Constructed of chrome plated steel with detachable armrest and footrests. Unit has heavy duty front casters with sealed radial high-precision ball bearing assembly. Unit is used for patient transport.
M4710 | Wheelchair, Patient, Bariatric, Transport, Folding | 1 | VV | Folding bariatric patient transport wheelchair with a capacity of at least 500 lbs. Constructed with a heavy duty steel frame and double cross brace, with detachable armrest and swing away footrests. Unit has heavy duty front casters and rear wheels with precision wheel bearings in front and rear assembly. Unit is used for patient movement.
3 - SC165 - SCI Spoke Patient Check-in Kiosk, Clncl Sprt | 3 - SC165 - SCI Spoke Patient Check-in Kiosk, Clncl Sprt | 3 - SC165 - SCI Spoke Patient Check-in Kiosk, Clncl Sprt | 3 - SC165 - SCI Spoke Patient Check-in Kiosk, Clncl Sprt | 3 - SC165 - SCI Spoke Patient Check-in Kiosk, Clncl Sprt
JSN | NAME | QTY | ACQ/INS | DESCRIPTION
M1890 | Kiosk, Educational, Stand-Up | 1 | VV | A free standing Kiosk providing educational information for patients. The kiosk will, as a minimum, include a computer, an LCD display of approximately 19" with a touch screen, keyboard with track ball, speakers, printer, card reader, bar code scanner and housed in a durable steel enclosure. The unit will contain all necessary software packages to satisfy a wide spectrum of information distribution. Final configuration of kiosk will be determined at time of purchase.
4 - SC066 - SCI Spoke Height / Weight Accessible Station Alcove, Clncl Sprt | 4 - SC066 - SCI Spoke Height / Weight Accessible Station Alcove, Clncl Sprt | 4 - SC066 - SCI Spoke Height / Weight Accessible Station Alcove, Clncl Sprt | 4 - SC066 - SCI Spoke Height / Weight Accessible Station Alcove, Clncl Sprt | 4 - SC066 - SCI Spoke Height / Weight Accessible Station Alcove, Clncl Sprt
JSN | NAME | QTY | ACQ/INS | DESCRIPTION
M4045 | Scale, Wheelchair, Portable, 1000 lb Capacity | 1 | VV | A battery operated, portable, digital wheelchair scale. This item is designed to accommodate extra-wide wheelchairs for weighing bariatric patients and also can be used for walk-ons. The scale can store the weight of the chair. The digital display unit can be scale mounted or mounted on a wall. An optional AC adapter is available. Designed for a gross 1000 lbs. capacity.
5 - SB136 - Spoke Family Toilet Room, Bldg Sprt | 5 - SB136 - Spoke Family Toilet Room, Bldg Sprt | 5 - SB136 - Spoke Family Toilet Room, Bldg Sprt | 5 - SB136 - Spoke Family Toilet Room, Bldg Sprt | 5 - SB136 - Spoke Family Toilet Room, Bldg Sprt
JSN | NAME | QTY | ACQ/INS | DESCRIPTION
A1067 | Mirror, Float Glass, ADA Accessible | 1 | CC | A high quality 1/4" polished float glass mirror with a stainless steel frame. Frame holds mirror in a tilted position for accessibility and compliance with ADA requirements. Mirror has a galvanized steel back secured to frame with concealed screws with integral horizontal hanging brackets. Mirror shall be approximately 18" wide and 36" high. Other sizes are available.
A4995 | Table, Diaper Changing, Wall Mounted | 1 | CC | Wall mounted diaper changing table for use in public restrooms. Unit is a fold down system that folds upward when not in use for minimal intrusion into the room. Changing surface is contoured and has safety belt to insure that an infant will not fall from the table. Table is designed to hold no less than 250 pounds static weight. Closed dimensions are approximately 21" H x 36" W x 5" D. Open dimensions vary according to style. One system's open dimensions are 15 " high, 32" wide and 19" deep.
A5075 | Dispenser, Soap, Disposable | 1 | VV | Disposable soap dispenser. One-handed dispensing operation. Designed to accommodate disposable soap cartridge and valve.
A5082 | Dispenser, Paper Towel, Sensor, Hands Free | 1 | CC | A surface mounted, sensor activated, automatic, roll paper towel dispenser. The unit dispenses a paper towel automatically only when hands are place in position below the dispenser for maximum sanitation and hygiene. May include adjustable settings for sheet length, time delay, and sensor range. Unit is battery operated or with optional AC power adapter.
A5090 | Disposal, Sanitary Napkin, SS, Surface Mounted | 1 | CC | A surface mounted, satin finish stainless steel, sanitary napkin disposal. Disposal features a flip-up cover, secured to the container by a heavy duty stainless steel piano-hinge. Disposal may be secured to wall or toilet partition. For general purpose use in female toilet stalls or rooms and uni-sex toilet rooms.
A5109 | Grab Bar, 1-1/4" Dia., SS, 2 Wall, W/C Accessible | 1 | CC | A 1-1/4" diameter, satin finish stainless steel, peened gripping surface, 2 wall toilet stall/ room, grab bar with concealed mounting flanges. Snap over flanges are provided to conceal mounting screws. A selection of mounting kits and concealed anchor devices are available from the manufacturers for different types of installations. Grab bar shall comply with barrier-free accessibility guidelines for structural strength. For typical water closet applications in toilet stalls and rooms where ADA (American's With Disabilities Act) requirements must be met.
A5145 | Hook, Garment, Double, SS, Surface Mounted | 1 | CC | A surface mounted, satin finish stainless steel, double garment hook. Equipped with a concealed mounting bracket that is secured to a concealed wall plate. For general purpose use throughout the facility to hang various items of apparel.
A5200 | Dispenser, Toilet Tissue, SS, 2-Roll, Surface Mntd | 1 | CC | A concealed surface mounted, double roll, satin finish stainless steel, toilet tissue dispenser. Unit accommodates two standard-core toilet tissue rolls through 5" in diameter. Spindles are chrome plated plastic with a heavy-duty internal spring and turn freely for non-controlled delivery. For general purpose use in restrooms.
CT025 | Countertop, Solid Surface with Sink Combination | 1 | CC | A solid, nonporous countertop approximately 36"W x 22"D with a undercounter sink combination. The countertop is an acrylic-based solid surface product with a standard thickness of 1", and a 4" butt backsplash/curb. Surfaces will be easy to clean and maintain. Also referred to as a work surface or work top with sink. Available in a choice of colors, depths and sink shapes. Used for various applications in patient rooms, restrooms and throughout the facility. Usually a part of a casework interior design program. Unit does not include the drain and faucet.
F2015 | Basket, Wastepaper, Metal/Plastic,2 Swinging Doors | 1 | VV | Metal receptacle for soiled / used towels or waste. Equipped with a removable tapered top with two independently operating self-closing, spring hinged doors. Used in public facilities for the collection and temporary storage of refuse.
P9050 | Toilet, Wall Hung, Siphon Jet | 1 | CC | Siphon jet water closet/ toilet. This unit is wall hung with an elongated bowl, top spud flushometer, seat with open front and check hinge, and carrier. Used in restrooms throughout the health care facility.
6 - OSC71 - Spoke Intake / Triage Cubicle, SCI | 6 - OSC71 - Spoke Intake / Triage Cubicle, SCI | 6 - OSC71 - Spoke Intake / Triage Cubicle, SCI | 6 - OSC71 - Spoke Intake / Triage Cubicle, SCI | 6 - OSC71 - Spoke Intake / Triage Cubicle, SCI
JSN | NAME | QTY | ACQ/INS | DESCRIPTION
A1010 | Telecommunication Outlet | 2 | VV | Telecommunication outlet location.
A1011 | Telephone, Desk, 1 Line | 1 | VV | Telephone, desk, 1 line.
A1132 | Rail, Accessory Mounting, Length As Required | 1 | VC | Horizontal equipment mounting rail with lock mounting devices capable of; supporting up to 75 pounds each, being repositioned, and mounting and dismounting of equipment without the use of tools (special tools may be required to unlock adapter that was previously locked to the rail). The rail must be capable of supporting medical equipment and accessories normally found in exam or patient rooms. The rail system must be capable of mounting and dismounting equipment without leaving or creating new holes in the finished surface of the wall. The rail system utilizes a series of mounting plates and adapters specific to the device being mounted to the rail. The plate and adapter rail mounting kit must be specified to match the equipment being mounted to the equipment rail.
A5077 | Dispenser, Hand Sanitizer, Hands-Free | 1 | VV | A touch free wall-mounted hand sanitizer dispenser. For use throughout a healthcare facility. Unit does not include the sanitizing liquid. Units are battery operated.
A5082 | Dispenser, Paper Towel, Sensor, Hands Free | 1 | CC | A surface mounted, sensor activated, automatic, roll paper towel dispenser. The unit dispenses a paper towel automatically only when hands are place in position below the dispenser for maximum sanitation and hygiene. May include adjustable settings for sheet length, time delay, and sensor range. Unit is battery operated or with optional AC power adapter.
A5106 | Waste Disposal Unit, Sharps w/Glove Dispenser | 1 | VV | The unit is designed for the disposal of sharps and complies with OSHA guidelines for the handling of sharps. It shall house a 5 quart container and be capable of being mounted on a wall. It shall have a glove dispenser attached. The unit shall be secured by a locked enclosure.
A5145 | Hook, Garment, Double, SS, Surface Mounted | 1 | CC | A surface mounted, satin finish stainless steel, double garment hook. Equipped with a concealed mounting bracket that is secured to a concealed wall plate. For general purpose use throughout the facility to hang various items of apparel.
A5180 | Track, Cubicle, Surface Mounted, With Curtain | 1 | VV | Surface mounted cubicle track, with curtain. Track constructed of thick extruded aluminum. Equipped with self lubricating carriers, beaded drop chain hooks, and flame resistant curtain. To include removable end caps. Designed to be suspended around patient areas where privacy is needed. Price listed is per foot of the track, curtains to be priced per quote.
E0117 | Workstation, Straight, Free Standing, 48" W | 1 | VV | This JSN provides a typical work station to quickly plan work areas in clinical or administrative spaces. THIS TYPICAL INCLUDES: 2 standard solid panels; 1 panel connector, 2-way corner; 2 finished end hardware kits; 1 cantilevered work surface; 1 lockable flipper unit; 1 light; 1 tack board; 1 tool rail; 1 diagonal tray; 1 adjustable keyboard tray; 1 mobile pedestal, box/file; 1 support panel.
E0948 | Cart, General Storage, Mobile, 42"H x 32"W x 22"D | 1 | VV | THIS TYPICAL INCLUDES: 1 Cart Body, Style-A Narrow, w/Raised Edge Top 2 Drawers, 3" H 4 Drawers, 6" H 1 Accessory Rail, Side Drawer Organizer Bins
F0205 | Chair, Side With Arms | 1 | VV | Upholstered side chair, 32" high X 21" wide X 23" deep with arms, padded seats and padded backs. Seat height is a minimum of 17". Available with or without sled base.
F0280 | Chair, Swivel, Low Back | 1 | VV | Low back contemporary swivel chair, 37" high X 25" wide X 31" deep with a five (5) caster swivel base, arms and foam padded seat and back upholstered with either woven textile fabric or vinyl.
F2010 | Basket, Wastepaper, Step-On | 1 | VV | "Step-on" wastepaper basket with inner liner and foot petal activated flip top.
F3200 | Clock, Battery, 12" Diameter | 1 | VV | Clock, 12" diameter. Round surface, easy to read numbers with sweep second hand. Wall mounted unit for use when impractical to install a fully synchronized clock system. Battery operated, (batteries not included).
M1801 | Computer, Microprocessing, w/Flat Panel Monitor | 1 | VV | Desk top microprocessing computer. The unit shall consist of a central processing mini tower, flat panel monitor, keyboard, mouse and speakers. The system shall have the following minimum characteristics: a 2.8 GHz Pentium processor; 512 MB memory; 80GB hard drive; 32/48x CD-ROMDVD combo; 1.44MB network interface card; video 32 MB NVIDIA; a 18 inch flat panel monitor. The computer is used throughout the facility to input, manipulate and retrieve information.
M4100 | Sphygmomanometer, Aneroid, Wall Mounted | 1 | VV | Aneroid sphygmomanometer. Unit is wall mounted and has large graphic dial display for easy reading from all angles. It has a 90 degree (angle) swivel and 10 degree (angle) forward tilt to reduce glare. Unit accuracy is within 1% of reading. Sturdy impact-resistant construction.
M4200 | Otoscope/Ophthalmoscope, Wall Mounted | 1 | VV | Wall mounted otoscope and ophthalmoscope. Includes 6 foot line cord and plug and accepts and includes two handles. Contains head turn-on/turn-off, built-in speculum tray and 8 foot coiled cords. Unit is designed for use in patient exam rooms.
7 - OSC72 - Spoke Exam / Treatment Room, SCI | 7 - OSC72 - Spoke Exam / Treatment Room, SCI | 7 - OSC72 - Spoke Exam / Treatment Room, SCI | 7 - OSC72 - Spoke Exam / Treatment Room, SCI | 7 - OSC72 - Spoke Exam / Treatment Room, SCI
JSN | NAME | QTY | ACQ/INS | DESCRIPTION
A1010 | Telecommunication Outlet | 2 | VV | Telecommunication outlet location.
A1014 | Telephone, Wall Mounted, 1 Line, With Speaker | 1 | VV | Telephone, wall mounted, 1 line, with speaker.
A1080 | Mirror, Posture, Wall Mounted | 1 | CC | Wall mounted posture mirror. Consists of a 1/4" plate glass in a sturdy corrosion resistant frame with water proof back. For educational and therapy programs.
A1132 | Rail, Accessory Mounting, Length As Required | 1 | VC | Horizontal equipment mounting rail with lock mounting devices capable of; supporting up to 75 pounds each, being repositioned, and mounting and dismounting of equipment without the use of tools (special tools may be required to unlock adapter that was previously locked to the rail). The rail must be capable of supporting medical equipment and accessories normally found in exam or patient rooms. The rail system must be capable of mounting and dismounting equipment without leaving or creating new holes in the finished surface of the wall. The rail system utilizes a series of mounting plates and adapters specific to the device being mounted to the rail. The plate and adapter rail mounting kit must be specified to match the equipment being mounted to the equipment rail.
A1200 | Lift System, Overhead, Patient Room | 1 | VC | An overhead rail system specifically designed for patient lifting and movement for a single bed patient room. The system will consist of recessed or ceiling mounted primary and secondary rails, lift motor with rolling carriage, patient harness or seat, and a hand controller or control box with charger. System will facilitate lifting and movement of patient to and from bed to gurney, chair or other requirement. Minimum lift capability is 550 pounds. Custom design of track layout by manufacturer is essential to meet individual facility requirements.
A5075 | Dispenser, Soap, Disposable | 1 | VV | Disposable soap dispenser. One-handed dispensing operation. Designed to accommodate disposable soap cartridge and valve.
A5082 | Dispenser, Paper Towel, Sensor, Hands Free | 1 | CC | A surface mounted, sensor activated, automatic, roll paper towel dispenser. The unit dispenses a paper towel automatically only when hands are place in position below the dispenser for maximum sanitation and hygiene. May include adjustable settings for sheet length, time delay, and sensor range. Unit is battery operated or with optional AC power adapter.
A5106 | Waste Disposal Unit, Sharps w/Glove Dispenser | 1 | VV | The unit is designed for the disposal of sharps and complies with OSHA guidelines for the handling of sharps. It shall house a 5 quart container and be capable of being mounted on a wall. It shall have a glove dispenser attached. The unit shall be secured by a locked enclosure.
A5145 | Hook, Garment, Double, SS, Surface Mounted | 1 | CC | A surface mounted, satin finish stainless steel, double garment hook. Equipped with a concealed mounting bracket that is secured to a concealed wall plate. For general purpose use throughout the facility to hang various items of apparel.
A5180 | Track, Cubicle, Surface Mounted, With Curtain | 1 | VV | Surface mounted cubicle track, with curtain. Track constructed of thick extruded aluminum. Equipped with self lubricating carriers, beaded drop chain hooks, and flame resistant curtain. To include removable end caps. Designed to be suspended around patient areas where privacy is needed. Price listed is per foot of the track, curtains to be priced per quote.
E0945 | Cart, Computer, Mobile | 1 | VV | A mobile computer cart for use throughout the facility. The cart dimensions will be approximately 45" H x 30" W x 22" D with casters. May include drawers and miscellaneous other accessories that will be determined at time of purchase. This Typical may include: 1 Cart Body, w/Computer Support, Style-A Narrow, w/Raised Edge Top 1 Flip-Up Shelf 1 Sharps Container Holder 1 Wastebasket 1 Chart Holder 2 Drawers, 3"H 2 Drawers, 6"H 3 Accessory Rail, Side Drawer Organizer Bins
E0948 | Cart, General Storage, Mobile, 42"H x 32"W x 22"D | 1 | VV | THIS TYPICAL INCLUDES: 1 Cart Body, Style-A Narrow, w/Raised Edge Top 2 Drawers, 3" H 4 Drawers, 6" H 1 Accessory Rail, Side Drawer Organizer Bins
F0205 | Chair, Side With Arms | 1 | VV | Upholstered side chair, 32" high X 21" wide X 23" deep with arms, padded seats and padded backs. Seat height is a minimum of 17". Available with or without sled base.
F0340 | Stool, Self Adjusting | 1 | VV | Self adjusting stool. Consists of a foam padded upholstered seat with attached foot rest for added comfort. Mounted on swivel casters. Designed for doctor's use during examinations.
F0355 | Footstool, Straight | 1 | VV | Step stool. Used to assist patients getting on and off exam or surgical tables. Fitted with electrically conductive rubber tips.
F2010 | Basket, Wastepaper, Step-On | 1 | VV | "Step-on" wastepaper basket with inner liner and foot petal activated flip top.
F3200 | Clock, Battery, 12" Diameter | 1 | VV | Clock, 12" diameter. Round surface, easy to read numbers with sweep second hand. Wall mounted unit for use when impractical to install a fully synchronized clock system. Battery operated, (batteries not included).
M1801 | Computer, Microprocessing, w/Flat Panel Monitor | 1 | VV | Desk top microprocessing computer. The unit shall consist of a central processing mini tower, flat panel monitor, keyboard, mouse and speakers. The system shall have the following minimum characteristics: a 2.8 GHz Pentium processor; 512 MB memory; 80GB hard drive; 32/48x CD-ROMDVD combo; 1.44MB network interface card; video 32 MB NVIDIA; a 18 inch flat panel monitor. The computer is used throughout the facility to input, manipulate and retrieve information.
M3073 | Container, Biohazard Waste, Step-on, Fire Safe | 1 | VV | A biohazard waste container with a step-on lid. The container will have a capacity of approximately 12 gallons and be made of a fire safe material.
M4100 | Sphygmomanometer, Aneroid, Wall Mounted | 1 | VV | Aneroid sphygmomanometer. Unit is wall mounted and has large graphic dial display for easy reading from all angles. It has a 90 degree (angle) swivel and 10 degree (angle) forward tilt to reduce glare. Unit accuracy is within 1% of reading. Sturdy impact-resistant construction.
M4116 | Monitor, Vital Signs | 1 | VV | Electronic sphygmomanometer. LCD displays non-invasive blood pressure, pulse rate and temperature. Used in hospitals and clinics. Includes an optional mobile stand.
M4200 | Otoscope/Ophthalmoscope, Wall Mounted | 1 | VV | Wall mounted otoscope and ophthalmoscope. Includes 6 foot line cord and plug and accepts and includes two handles. Contains head turn-on/turn-off, built-in speculum tray and 8 foot coiled cords. Unit is designed for use in patient exam rooms.
M4255 | Stand, IV, Adjustable | 1 | VV | Adjustable IV stand with 4-hook arrangement. Stand has stainless steel construction with heavy weight base. It adjusts from 66 inches to 100 inches and is mounted on conductive rubber, ball bearing, swivel casters. Stand is used for administering intravenous solutions.
M4266 | Pump, Volumetric, Infusion, Multiple Line | 1 | VV | Volumetric infusion pump. Pump is self-regulating with automatic sensor and adjustable rate. Equipped with visual and audible alarms and up to 10 hour capacity battery. For the administration of a wide variety of therapeutic agents where precise control is required. Unit provides individual control to IV lines simultaneously.
M4655 | Stretcher, Mobile, CRS, 9 Position | 1 | VV | Mobile stretcher. All corrosion resistant stainless steel construction. It consists of a tubular frame with side rails, a 9-position hydraulic base with pneumatic fowler adjustment, and a 2" pad. Unit is mounted on 8" conductive casters. Designed for patient transport as well as for minor surgical procedures.
M7470 | Light, Surgical, Ceiling, Single, Small | 1 | CC | Ceiling mounted surgical light. Consists of a single lamp head up to 24" in diameter depending on the manufacturer. Unit provides heat filtered, color corrected light. Most lights require a minimum ceiling height of 8 feet 2 inches; check manufacturers' specific recommendations. Light head is in a movable yoke attached to a column hanging from the ceiling. For minor surgery and obstetrical procedures. Physical dimensions refer to the retracted light; one length of the dual swing arm around the center mount for width and depth and the height is the combined lamp head and folded arms height.
M8810 | Stand, Mayo | 1 | VV | Adjustable instrument table. Table is corrosion resistant stainless steel construction and is mounted on two casters with two skid rails. It has telescopic upright adjusts from 39 inches to 60 inches with automatic locking device, and removable 13"x19" instrument tray. Designed for use in operating and procedure rooms.
P3100 | Lavatory, Vitreous China, Slab Type | 1 | CC | Wall mounted, slab type, vitreous china, lavatory (approximate bowl size 7"x15"x10") with: faucet holes on 4" centers; gooseneck spout; wrist blade handles; and grid strainer. It shall be suitable for use in clinics, offices, washrooms or patient care area.
8 - SB150 - Spoke Universal Patient Toilet / Shower, Bldg Sprt | 8 - SB150 - Spoke Universal Patient Toilet / Shower, Bldg Sprt | 8 - SB150 - Spoke Universal Patient Toilet / Shower, Bldg Sprt | 8 - SB150 - Spoke Universal Patient Toilet / Shower, Bldg Sprt | 8 - SB150 - Spoke Universal Patient Toilet / Shower, Bldg Sprt
JSN | NAME | QTY | ACQ/INS | DESCRIPTION
A1066 | Mirror, Float Glass, With SS Frame | 1 | CC | A high quality 1/4" polished float glass mirror 36X18, framed in a one-piece, bright polished, stainless steel channel frame with 90° mitered corners. All edges of the mirror are protected by absorbing filler strips. Mirror has a galvanized steel back with integral horizontal hanging brackets and wall hanger for concealed mounting. For mounting above single wall mounted lavatories located in toilet areas, Doctors examination offices, etc. May also be used above double lavatories, either wall or countertop mounted, found in restroom areas.
A1200 | Lift System, Overhead, Patient Room | 1 | VC | An overhead rail system specifically designed for patient lifting and movement for a single bed patient room. The system will consist of recessed or ceiling mounted primary and secondary rails, lift motor with rolling carriage, patient harness or seat, and a hand controller or control box with charger. System will facilitate lifting and movement of patient to and from bed to gurney, chair or other requirement. Minimum lift capability is 550 pounds. Custom design of track layout by manufacturer is essential to meet individual facility requirements.
A5030 | Bench, Stall, Shower, Built In | 1 | CC | Shower bench; built-in. Eighteen (18) gauge stainless steel frame with anchors built-in into the wall. Size and shape as required.
A5075 | Dispenser, Soap, Disposable | 1 | VV | Disposable soap dispenser. One-handed dispensing operation. Designed to accommodate disposable soap cartridge and valve.
A5082 | Dispenser, Paper Towel, Sensor, Hands Free | 1 | CC | A surface mounted, sensor activated, automatic, roll paper towel dispenser. The unit dispenses a paper towel automatically only when hands are place in position below the dispenser for maximum sanitation and hygiene. May include adjustable settings for sheet length, time delay, and sensor range. Unit is battery operated or with optional AC power adapter.
A5090 | Disposal, Sanitary Napkin, SS, Surface Mounted | 1 | CC | A surface mounted, satin finish stainless steel, sanitary napkin disposal. Disposal features a flip-up cover, secured to the container by a heavy duty stainless steel piano-hinge. Disposal may be secured to wall or toilet partition. For general purpose use in female toilet stalls or rooms and uni-sex toilet rooms.
A5109 | Grab Bar, 1-1/4" Dia., SS, 2 Wall, W/C Accessible | 1 | CC | A 1-1/4" diameter, satin finish stainless steel, peened gripping surface, 2 wall toilet stall/ room, grab bar with concealed mounting flanges. Snap over flanges are provided to conceal mounting screws. A selection of mounting kits and concealed anchor devices are available from the manufacturers for different types of installations. Grab bar shall comply with barrier-free accessibility guidelines for structural strength. For typical water closet applications in toilet stalls and rooms where ADA (American's With Disabilities Act) requirements must be met.
A5110 | Grab Bar, 1-1/4" Dia., SS, 2 Wall, Shower Use | 1 | CC | A 1-1/4" diameter, satin finish stainless steel, peened gripping surface, 2 wall shower, grab bar with concealed mounting flanges. Snap over flanges are provided to conceal mounting screws. A selection of mounting kits and concealed anchor devices are available from the manufacturers for different types of installations. Grab bar shall comply with barrier-free accessibility guidelines for structural strength. For typical applications in shower stalls where ADA (American's With Disabilities Act) requirements must be met.
A5145 | Hook, Garment, Double, SS, Surface Mounted | 1 | CC | A surface mounted, satin finish stainless steel, double garment hook. Equipped with a concealed mounting bracket that is secured to a concealed wall plate. For general purpose use throughout the facility to hang various items of apparel.
A5170 | Rod, Shower Curtain, 1"Diameter, W/Curtain & Hooks | 1 | CC | A concealed mounted, 1" outside diameter, satin finish stainless steel, shower curtain rod with white vinyl shower curtain (72" H) and SS shower curtain hooks. Rod and curtain available in various widths. For general purpose use at shower stall or bathtub locations. Pricing based upon standard shower stall dimensions of 36" x 36" and a standard curtain height of 72".
A5175 | Soap Dish, With Bar, SS, Recessed | 1 | CC | A recessed mounted, satin finish stainless steel, soap dish with bar. Soap dish furnished with retaining lip and mounting clamp for installation in stud walls or countertop aprons. For general purpose use in shower stalls or at bathtub locations.
A5200 | Dispenser, Toilet Tissue, SS, 2-Roll, Surface Mntd | 1 | CC | A concealed surface mounted, double roll, satin finish stainless steel, toilet tissue dispenser. Unit accommodates two standard-core toilet tissue rolls through 5" in diameter. Spindles are chrome plated plastic with a heavy-duty internal spring and turn freely for non-controlled delivery. For general purpose use in restrooms.
A5205 | Bar, Towel, 1" Diameter, SS, Surface Mounted | 1 | CC | A surface mounted, satin finish stainless steel, 1" diameter, towel bar. Support posts and flanges are one piece, chrome-plated, cast heavy brass with satin finish. Towel bar shall not rotate within support posts. Available in 18", 24" and 30" widths. For general purpose use in shower or bathtub rooms. Pricing based upon a suggested standard width of 18".
F2000 | Basket, Wastepaper, Fire Resistant | 1 | VV | Wastepaper basket, fire resistant, approximately 40 quart capacity. This unit is used to collect and temporarily store small quantities of paper refuse in patient rooms, administrative areas and nursing stations. Size and shape varies depending on the application and manufacturer selected.
P3000 | Lavatory, Vitreous China, Straight Back | 1 | CC | Wall mounted, vitreous china lavatory (approximate bowl size 7"x15"x10") with: straight-front apron, straight or contoured back; faucet holes on 4" centers; gooseneck spout; wrist blade handles; and grid strainer. It shall be suitable for use in clinics, offices, washrooms or patient care areas.
P5040 | Shower, Single, Hand-Held | 1 | CC | A complete, barrier-free, single hand-held, personal shower system. The shower system includes: pressure balanced mixing valve with high temperature limit stop; personal hand shower; shower hose; wall supply; and slide bar. For general purpose use throughout the facility in shower stalls.
P9050 | Toilet, Wall Hung, Siphon Jet | 1 | CC | Siphon jet water closet/ toilet. This unit is wall hung with an elongated bowl, top spud flushometer, seat with open front and check hinge, and carrier. Used in restrooms throughout the health care facility.
9 - SC152 - SCI Spoke Nurse Station, Clncl Sprt | 9 - SC152 - SCI Spoke Nurse Station, Clncl Sprt | 9 - SC152 - SCI Spoke Nurse Station, Clncl Sprt | 9 - SC152 - SCI Spoke Nurse Station, Clncl Sprt | 9 - SC152 - SCI Spoke Nurse Station, Clncl Sprt
JSN | NAME | QTY | ACQ/INS | DESCRIPTION
A1010 | Telecommunication Outlet | 4 | VV | Telecommunication outlet location.
A1015 | Telephone, Desk, Multiple Line | 2 | VV | Telephone, desk, multiple line.
E0418 | Nurse Station, Medium, Free Standing | 1 | VV | Nurse station typicals have non-powered steel frames with a pre-installed metal junction box for user defined electrical solutions. Data modules and low voltage cabling can be routed freely within the frame. Electrical and/or data devices are not provided with the nurse station. Panel inserts are available in fabric, painted metal, tackable, acoustical, paper management, rail, glass, open and electrical/data accessible styles. Typicals include panel inserts for both sides of the steel frame. All electrical connections must be made by an electrical contractor. THIS TYPICAL INCLUDES: 5 steel frames, 70"H x 24"W; 1 steel frame, 70"H x 48"W; 2 steel frames, 38"W x 48"W; 4 steel frames, 38"H x 24"W; 1 steel frame w/low access, 38"H x 48"W; 2 frame connectors, 3-way corner, 70"H; 1 frame connector, 2-way corner, 38"H; 2 frame connectors, 135 degree, 2-way, 38"H; 9 finished end hardware; 6 frame-to-frame connectors; 3 cantilevered work surface, 48"W; 2 cantilevered, work surface, 72"W; 1 cantilevered low access work surface, 135 degree, 48"W; 2 pedestal box/box/files; 2 panel inserts, painted metal, 8"H x 24"W; 50 panel inserts, painted metal, 16"H x 24"W; 10 panel inserts, painted metal, 16"H x 48"W; 2 panel inserts, painted metal, 20"H x 48"W : 2 panel inserts, tackable, 16"H x 24"W; 2 panel inserts, paper mgmt., 8"H x 48"W; 1 countertop w/light support assembly, 16"D x 14'-0"L; 18 paper tray, 10"W; 2 chart shelf, pass-thru, 24"W; 2 chart shelf, pass-thru, 48"W.
F0280 | Chair, Swivel, Low Back | 4 | VV | Low back contemporary swivel chair, 37" high X 25" wide X 31" deep with a five (5) caster swivel base, arms and foam padded seat and back upholstered with either woven textile fabric or vinyl.
F2000 | Basket, Wastepaper, Fire Resistant | 2 | VV | Wastepaper basket, fire resistant, approximately 40 quart capacity. This unit is used to collect and temporarily store small quantities of paper refuse in patient rooms, administrative areas and nursing stations. Size and shape varies depending on the application and manufacturer selected.
F3050 | Whiteboard, Dry Erase | 1 | VV | Whiteboard unit, approximately 36" H x 48" W consisting of a white porcelain enamel writing surface with an attached chalk tray. Magnetic surface available. Image can be easily removed with a standard chalkboard eraser. For use with water color pens. Unit is ready to hang.
F3200 | Clock, Battery, 12" Diameter | 1 | VV | Clock, 12" diameter. Round surface, easy to read numbers with sweep second hand. Wall mounted unit for use when impractical to install a fully synchronized clock system. Battery operated, (batteries not included).
M1605 | Holder, Chart, 20 Each | 1 | VV | Clinical chart holder cart. 20 chart capacity. 2 side-by-side tiers. May be ordered in various chart capacities. Constructed of heavy metal frames with vinyl laminated surfaces or painted panels. 3" casters with locks. Used to hold patient spring loaded charts.
M1801 | Computer, Microprocessing, w/Flat Panel Monitor | 4 | VV | Desk top microprocessing computer. The unit shall consist of a central processing mini tower, flat panel monitor, keyboard, mouse and speakers. The system shall have the following minimum characteristics: a 2.8 GHz Pentium processor; 512 MB memory; 80GB hard drive; 32/48x CD-ROMDVD combo; 1.44MB network interface card; video 32 MB NVIDIA; a 18 inch flat panel monitor. The computer is used throughout the facility to input, manipulate and retrieve information.
M1820 | Imprinter, Data Record, Electric | 1 | VV | Electric data record imprinter. The device accepts embossed plastic patient cards in either the 50 column or the 80 column format and adjusts automatically for card size and form thickness. Device will provide clear readable impressions with a cycle that is less than 1 second in length. Electro-mechanical design provides for a consistent impression that is independent of operator knowledge or technique. Unit may include a date/time stamp as an accessory.
M1840 | Printer/Copier/Fax Combination | 1 | VV | Multifunctional printer, fax, scanner and copier (PFC) all-in-one machine.
M1855 | Facsimile Machine | 1 | VV | Plain paper facsimile unit used to transmit printed matter or images over standard telephone lines. The unit operates at a modem speed of 33.6 Kbps and automatically recognizes and communicates with a variety of standard facsimile machines. Commonly referred to as "fax" unit.
10 - SS203 - SCI Spoke Coordinator / Social Worker Office, Stff Sprt | 10 - SS203 - SCI Spoke Coordinator / Social Worker Office, Stff Sprt | 10 - SS203 - SCI Spoke Coordinator / Social Worker Office, Stff Sprt | 10 - SS203 - SCI Spoke Coordinator / Social Worker Office, Stff Sprt | 10 - SS203 - SCI Spoke Coordinator / Social Worker Office, Stff Sprt
JSN | NAME | QTY | ACQ/INS | DESCRIPTION
A1010 | Telecommunication Outlet | 2 | VV | Telecommunication outlet location.
A1015 | Telephone, Desk, Multiple Line | 1 | VV | Telephone, desk, multiple line.
A5145 | Hook, Garment, Double, SS, Surface Mounted | 2 | CC | A surface mounted, satin finish stainless steel, double garment hook. Equipped with a concealed mounting bracket that is secured to a concealed wall plate. For general purpose use throughout the facility to hang various items of apparel.
E0078 | Workstation, L-Shaped w/Peninsula, Free Std, 78x72 | 1 | VV | This section will provide a whole work station typical to quickly plan work areas in clinical or administrative spaces. There will be a price decrease if typical work stations are used with vertical hanging strips instead of panels. THIS TYPICAL INCLUDES: 4 standard solid panels; 2 panel connectors, 2-way corner; 1 panel-to-panel connector; 2 finished end hardware; 1 cantilevered work surface; 1 peninsula work surface; 2 lockable flipper units; 2 shelf, storage/display; 2 lights; 1 tack board, 48"W; 1 tool rail, 30"W; 1 paper tray; 1 diagonal tray; 1 adjustable keyboard tray; 1 mobile pedestal, box/file.
F0110 | Bookcase, 3 Shelf | 1 | VV | Freestanding open metal shelf book case, approximately 60" high X 36" wide X 18" deep with three (3) adjustable shelves and four (4) non-marking floor glides.
F0205 | Chair, Side With Arms | 2 | VV | Upholstered side chair, 32" high X 21" wide X 23" deep with arms, padded seats and padded backs. Seat height is a minimum of 17". Available with or without sled base.
F0275 | Chair, Swivel, High Back | 1 | VV | Highback contemporary swivel chair, 41" high X 23" wide X 23" deep with five (5) caster swivel base and arms. Chair may be used at desks or in conference rooms. Back and seat are foam padded and upholstered with either woven textile fabric or vinyl.
F0420 | Cabinet, Filing, Lateral, Half Height | 1 | VV | Half height two (2) or three (3) drawer lateral filing cabinet, 28" high X 42" wide X 18" deep with recessed handles, locking device and drawer label holders. Drawers are adaptable to either letter or legal size materials.
F2000 | Basket, Wastepaper, Fire Resistant | 1 | VV | Wastepaper basket, fire resistant, approximately 40 quart capacity. This unit is used to collect and temporarily store small quantities of paper refuse in patient rooms, administrative areas and nursing stations. Size and shape varies depending on the application and manufacturer selected.
F3200 | Clock, Battery, 12" Diameter | 1 | VV | Clock, 12" diameter. Round surface, easy to read numbers with sweep second hand. Wall mounted unit for use when impractical to install a fully synchronized clock system. Battery operated, (batteries not included).
M1801 | Computer, Microprocessing, w/Flat Panel Monitor | 1 | VV | Desk top microprocessing computer. The unit shall consist of a central processing mini tower, flat panel monitor, keyboard, mouse and speakers. The system shall have the following minimum characteristics: a 2.8 GHz Pentium processor; 512 MB memory; 80GB hard drive; 32/48x CD-ROMDVD combo; 1.44MB network interface card; video 32 MB NVIDIA; a 18 inch flat panel monitor. The computer is used throughout the facility to input, manipulate and retrieve information.
11 - SS218 - SCI Spoke Provider Workstation, Stff Sprt | 11 - SS218 - SCI Spoke Provider Workstation, Stff Sprt | 11 - SS218 - SCI Spoke Provider Workstation, Stff Sprt | 11 - SS218 - SCI Spoke Provider Workstation, Stff Sprt | 11 - SS218 - SCI Spoke Provider Workstation, Stff Sprt
JSN | NAME | QTY | ACQ/INS | DESCRIPTION
A1010 | Telecommunication Outlet | 2 | VV | Telecommunication outlet location.
A1015 | Telephone, Desk, Multiple Line | 1 | VV | Telephone, desk, multiple line.
E0123 | Workstation, Straight, Free Standing, 72" W | 1 | VV | This JSN will provide a whole work station typical to quickly plan work in areas in clinical or administrative spaces. There will be a price decrease if typical work stations are used with vertical hanging strips instead of panels. THIS TYPICAL INCLUDES: 4 Standard Solid Panels 2 Panel Connectors, 2-Way Corner 1 Panel-to-Panel Connector 2 Finished End Hardware 1 Cantilevered, Work Surface 2 Lockable Flipper Units 2 Shelf, Storage/Displays 2 Lights 1 Tack board 1 Tool Rail 1 Paper Tray 1 Diagonal Tray 1 Adjustable Keyboard Tray 1 Mobile Pedestal, Box/File
F0275 | Chair, Swivel, High Back | 1 | VV | Highback contemporary swivel chair, 41" high X 23" wide X 23" deep with five (5) caster swivel base and arms. Chair may be used at desks or in conference rooms. Back and seat are foam padded and upholstered with either woven textile fabric or vinyl.
F0420 | Cabinet, Filing, Lateral, Half Height | 1 | VV | Half height two (2) or three (3) drawer lateral filing cabinet, 28" high X 42" wide X 18" deep with recessed handles, locking device and drawer label holders. Drawers are adaptable to either letter or legal size materials.
F2000 | Basket, Wastepaper, Fire Resistant | 1 | VV | Wastepaper basket, fire resistant, approximately 40 quart capacity. This unit is used to collect and temporarily store small quantities of paper refuse in patient rooms, administrative areas and nursing stations. Size and shape varies depending on the application and manufacturer selected.
M1801 | Computer, Microprocessing, w/Flat Panel Monitor | 1 | VV | Desk top microprocessing computer. The unit shall consist of a central processing mini tower, flat panel monitor, keyboard, mouse and speakers. The system shall have the following minimum characteristics: a 2.8 GHz Pentium processor; 512 MB memory; 80GB hard drive; 32/48x CD-ROMDVD combo; 1.44MB network interface card; video 32 MB NVIDIA; a 18 inch flat panel monitor. The computer is used throughout the facility to input, manipulate and retrieve information.
12 - SV583 - SCI Spoke Medication Room, Pharm Svc | 12 - SV583 - SCI Spoke Medication Room, Pharm Svc | 12 - SV583 - SCI Spoke Medication Room, Pharm Svc | 12 - SV583 - SCI Spoke Medication Room, Pharm Svc | 12 - SV583 - SCI Spoke Medication Room, Pharm Svc
JSN | NAME | QTY | ACQ/INS | DESCRIPTION
A1010 | Telecommunication Outlet | 2 | VV | Telecommunication outlet location.
A1014 | Telephone, Wall Mounted, 1 Line, With Speaker | 1 | VV | Telephone, wall mounted, 1 line, with speaker.
A5075 | Dispenser, Soap, Disposable | 1 | VV | Disposable soap dispenser. One-handed dispensing operation. Designed to accommodate disposable soap cartridge and valve.
A5077 | Dispenser, Hand Sanitizer, Hands-Free | 1 | VV | A touch free wall-mounted hand sanitizer dispenser. For use throughout a healthcare facility. Unit does not include the sanitizing liquid. Units are battery operated.
A5082 | Dispenser, Paper Towel, Sensor, Hands Free | 1 | CC | A surface mounted, sensor activated, automatic, roll paper towel dispenser. The unit dispenses a paper towel automatically only when hands are place in position below the dispenser for maximum sanitation and hygiene. May include adjustable settings for sheet length, time delay, and sensor range. Unit is battery operated or with optional AC power adapter.
A5107 | Dispenser, Glove, Surgical/Examination, Wall Mntd | 1 | VV | Examination three (Small Medium, Large) glove dispenser box for wall mounting. Fabricated of either cold rolled steel with a white baked enamel finish, plastic or acrylic. Hardware not included, Option 3 powder coated steel.
A5108 | Waste Disposal Unit, Sharps | 1 | VV | A container for collecting and transporting syringes and other sharps for decontamination and disposal. Available in 2 gallon and 8 gallon with locking rotor. Complies with OSHA regulations for handling sharps.
A5145 | Hook, Garment, Double, SS, Surface Mounted | 1 | CC | A surface mounted, satin finish stainless steel, double garment hook. Equipped with a concealed mounting bracket that is secured to a concealed wall plate. For general purpose use throughout the facility to hang various items of apparel.
C03G0 | Cabinet, U/C/B, 2 Shelf, 2 Door, 36x30x22 | 1 | CC | Standing height under counter base cabinet with two adjustable shelves and two solid hinged doors. Also referred to as a cupboard cabinet. For general purpose use throughout the facility.
C04Q0 | Cabinet, ADA Sink, Wall-Mounted | 1 | CC | Wall mounted sink support cabinet for drop-in sink with vertical fascia and angled ADA profile, also referred to as ADA sink cabinet. Removable front panel to permit access to plumbing. Medium density M-3 particle board core construction faced with high pressure vertical grade decorative plastic laminate on exposed surfaces and melamine on semi-exposed and concealed surfaces; plastic laminate edge banding. Includes all attaching hardware including support rail.
CD030 | Cabinet, W/H, 2 Shelf, 2 DO, Sloping Top, 38x30x13 | 2 | CC | Wall hung steel cabinet with two adjustable shelves, solid hinged doors, and sloping top. Also referred to as a solid hinged double door wall case. For general purpose use throughout the facility.
CS070 | Sink, SS, Single Compartment, 7.5x16x16 ID | 1 | CC | Single compartment stainless steel sink, drop-in, self-rimming, ledge-type, connected with a drain and provided with a mixing faucet. It shall also be provided with pre-punched fixture holes on 4" center, integral back ledge to accommodate deck-mounted fixtures, brushed/polished interior and top surfaces, and sound deadened. Recommended for use in suspended or U/C/B sink cabinets having a high plastic laminate or Chemsurf laminate countertop/work surface. Coordinate actual outside sink dimensions with the actual clear dimension of cabinet specified to ensure that they are compatible. For general purpose use throughout the facility.
CT020 | Countertop, Solid Surface | 1 | CC | A solid, nonporous countertop with a smooth seamless appearance. Easy to clean and maintain and with proper cleaning does not support the growth of mold. An acrylic-based solid surface product. Standard thickness of 1", and a 4" butt backsplash/curb. Also referred to as a work surface or work top. Available in a choice of colors and depths. Used in lab and other hospital areas requiring optimum physical and chemical resisting properties.
E0945 | Cart, Computer, Mobile | 1 | VV | A mobile computer cart for use throughout the facility. The cart dimensions will be approximately 45" H x 30" W x 22" D with casters. May include drawers and miscellaneous other accessories that will be determined at time of purchase. This Typical may include: 1 Cart Body, w/Computer Support, Style-A Narrow, w/Raised Edge Top 1 Flip-Up Shelf 1 Sharps Container Holder 1 Wastebasket 1 Chart Holder 2 Drawers, 3"H 2 Drawers, 6"H 3 Accessory Rail, Side Drawer Organizer Bins
F2010 | Basket, Wastepaper, Step-On | 1 | VV | "Step-on" wastepaper basket with inner liner and foot petal activated flip top.
F3050 | Whiteboard, Dry Erase | 1 | VV | Whiteboard unit, approximately 36" H x 48" W consisting of a white porcelain enamel writing surface with an attached chalk tray. Magnetic surface available. Image can be easily removed with a standard chalkboard eraser. For use with water color pens. Unit is ready to hang.
F3200 | Clock, Battery, 12" Diameter | 1 | VV | Clock, 12" diameter. Round surface, easy to read numbers with sweep second hand. Wall mounted unit for use when impractical to install a fully synchronized clock system. Battery operated, (batteries not included).
M1801 | Computer, Microprocessing, w/Flat Panel Monitor | 1 | VV | Desk top microprocessing computer. The unit shall consist of a central processing mini tower, flat panel monitor, keyboard, mouse and speakers. The system shall have the following minimum characteristics: a 2.8 GHz Pentium processor; 512 MB memory; 80GB hard drive; 32/48x CD-ROMDVD combo; 1.44MB network interface card; video 32 MB NVIDIA; a 18 inch flat panel monitor. The computer is used throughout the facility to input, manipulate and retrieve information.
M3150 | Distribution System, Medication, Automatic | 1 | VV | An automated dispensing system that provides controlled dispensing, inventory and security. Size and cost will vary dependent on number of modules selected.
P1965 | Eyewash, Eye/Face, Sink Mounted, Hands-free | 1 | CC | A sink mounted eyewash station. The unit is designed for emergency eye and face rinsing from soft flow dual spray-heads. The Flow must be activated by the single momentary action and remain on until terminated.
R6200 | Refrigerator, U/C or F/S, 5 Cu Ft | 1 | VV | Utility refrigerator approximately 35" H x 24" W x 26" D. The unit has a two tray ice cube cooling system. The refrigerator fits standard architectural dimensions for undercounter installation. The unit is perfect for use in nurses' station, wards, and laboratories, pharmacies or wherever space is limited.
13 - SB737 - SCI Spoke Clean Utility Room, Lgstcs Svc | 13 - SB737 - SCI Spoke Clean Utility Room, Lgstcs Svc | 13 - SB737 - SCI Spoke Clean Utility Room, Lgstcs Svc | 13 - SB737 - SCI Spoke Clean Utility Room, Lgstcs Svc | 13 - SB737 - SCI Spoke Clean Utility Room, Lgstcs Svc
JSN | NAME | QTY | ACQ/INS | DESCRIPTION
E0906 | Locker, Supply, General, Wall Mtd, 23"W x 20"D | 1 | VV | THIS TYPICAL INCLUDES: 1 Wall Mounted Rail 1 Locked Storage Container 2 Tray/Shelves 1 Drawer, 3"H 3 Drawers, 6"H 2 Drawers, 9"H 1 Tray/Shelf Divider Drawer Organizer Bins Consider the need for an E0921 to transport the locker from place to place.
E0912 | Locker, Supply, Med Surg, Wall Mtd | 1 | VV | Medical/Surgical Supply locker, Wall Mounted, approximately 23"W x 20"D. THIS TYPICAL INCLUDES: 1 Wall Mounted Rail 1 Locked Storage Container 4 Tray/Shelves 5 Drawers, 3"H 2 Drawers, 6"H 2 Tray/Shelf Dividers Drawer Organizer Bins Consider the need for an E0921 to transport the locker from place to place.
E1500 | Rail, MOD, W/MNTD, HX144XD | 1 | VV | Wall mounted rail used for hanging (mounting) lockers, shelves and drawers on a wall.
F2000 | Basket, Wastepaper, Fire Resistant | 1 | VV | Wastepaper basket, fire resistant, approximately 40 quart capacity. This unit is used to collect and temporarily store small quantities of paper refuse in patient rooms, administrative areas and nursing stations. Size and shape varies depending on the application and manufacturer selected.
14 - SB743 - SCI Spoke Soiled Utility Room, Lgstcs Svc | 14 - SB743 - SCI Spoke Soiled Utility Room, Lgstcs Svc | 14 - SB743 - SCI Spoke Soiled Utility Room, Lgstcs Svc | 14 - SB743 - SCI Spoke Soiled Utility Room, Lgstcs Svc | 14 - SB743 - SCI Spoke Soiled Utility Room, Lgstcs Svc
JSN | NAME | QTY | ACQ/INS | DESCRIPTION
A1012 | Telephone, Wall Mounted, 1 Line | 1 | VV | Telephone, wall mounted, 1 line.
A5075 | Dispenser, Soap, Disposable | 1 | VV | Disposable soap dispenser. One-handed dispensing operation. Designed to accommodate disposable soap cartridge and valve.
A5077 | Dispenser, Hand Sanitizer, Hands-Free | 1 | VV | A touch free wall-mounted hand sanitizer dispenser. For use throughout a healthcare facility. Unit does not include the sanitizing liquid. Units are battery operated.
A5080 | Dispenser, Paper Towel, SS, Surface Mounted | 1 | CC | A surface mounted, satin finish stainless steel, single-fold, paper towel dispenser. Dispenser features: tumbler lock; front hinged at bottom; and refill indicator slot. Minimum capacity 400 single-fold paper towels. For general purpose use throughout the facility.
A5106 | Waste Disposal Unit, Sharps w/Glove Dispenser | 1 | VV | The unit is designed for the disposal of sharps and complies with OSHA guidelines for the handling of sharps. It shall house a 5 quart container and be capable of being mounted on a wall. It shall have a glove dispenser attached. The unit shall be secured by a locked enclosure.
C04F0 | Cabinet, U/C/B, 1 Shelf, 2 Half DR, 2 DO, 36x36x22 | 1 | CC | Standing height under counter base cabinet with an adjustable shelf and two half width drawers above solid hinged doors. Also referred to as a combination cabinet or a drawer and cupboard cabinet. For general purpose use throughout the facility.
C05P0 | Cabinet, Sink, U/C/B, 2 Door, 36x48x22 | 1 | CC | Standing height under counter base sink cabinet with solid hinged doors. Also referred to as a double-door sink cabinet. For general purpose use throughout the facility where a sink is to be used. Coordinate actual clear cabinet dimension with the actual outside dimension of sink that is specified to ensure that they are compatible.
CS200 | Sink, SS, Single Compartment, 12x28x16 ID | 1 | CC | Single compartment stainless steel sink, drop-in, self-rimming, ledge-type, connected with a drain and provided with a mixing faucet. It shall also be provided with pre-punched fixture holes on 4" center, integral back ledge to accommodate deck-mounted fixtures, brushed/polished interior and top surfaces, and sound deadened. Recommended for use in suspended or U/C/B sink cabinets having a high plastic laminate or Chemsurf laminate countertop/work surface. Coordinate actual outside sink dimensions with the actual clear dimension of cabinet specified to ensure that they are compatible. For general purpose use throughout the facility.
CT050 | Countertop, Stainless Steel | 1 | CC | Stainless steel countertop (composition of heavy-gauge Type No. 304 stainless steel) having a smooth satin finish and integral 4" backsplash/curb. Also referred to as a corrosion-resistant steel work surface or work top. Available in various depths. Used in areas where excellent ease of cleaning, abrasion resistance, bacteria resistance, impact resistance, load capacity and moisture resistance, are of concern. Pricing based upon a 24" depth.
F2020 | Can, Trash, 44 Gallon | 1 | VV | Forty four (44) gallon trash can, 32" high X 24" diameter, with lid. Used to collect and transport refuse from a point of origin to point of disposal (example: from soiled utility or a nursing unit to the trash compactor at housekeeping).
P2000 | Eyewash, Wall Mounted, Hands-Free | 1 | CC | Wall mounted emergency eye wash station. The flow of water from the unit is activated by hand. Upon initiation of water flow the unit will operate hands free to provide streams of water to clear foreign particles or dilute caustic liquids from the eyes in emergency situations. Used in laboratories and areas of the hospital where employees are subject to foreign bodies or liquid material to the eyes.
P2450 | Valve, Mixing, Thermostatic | 1 | CC | Thermostatic mixing valve with washout hose. Used with portable whirlpool equipment. Thermostatic valve is used to maintain temperature between 70 and 110 degree Fahrenheit, with a flow rate of 20 gallons a minute. The washout hose assembly is used to wash out tanks after treatment. Used in physical therapy department to provide comfortable water temperature for patient treatments.
P3100 | Lavatory, Vitreous China, Slab Type | 1 | CC | Wall mounted, slab type, vitreous china, lavatory (approximate bowl size 7"x15"x10") with: faucet holes on 4" centers; gooseneck spout; wrist blade handles; and grid strainer. It shall be suitable for use in clinics, offices, washrooms or patient care area.
15 - OSC76 - SCI Spoke Multipurpose Storage Room, SCI | 15 - OSC76 - SCI Spoke Multipurpose Storage Room, SCI | 15 - OSC76 - SCI Spoke Multipurpose Storage Room, SCI | 15 - OSC76 - SCI Spoke Multipurpose Storage Room, SCI | 15 - OSC76 - SCI Spoke Multipurpose Storage Room, SCI
JSN | NAME | QTY | ACQ/INS | DESCRIPTION
E0981 | Cart, Wire, Mobile, 60"W x 64"H x 24"D | 4 | VV | THIS TYPICAL INCLUDES: 1 Wire Cart, w/Casters 3 Wire Shelves 5 Vertical Back/Side Panels 1 Stainless Steel Shelf 1 Storage Frame 2 Drawers, 6"H Label Clips.