## Report Info
Contents - VA PG-18-5 SMALL HOUSE (SH) MODEL (106) Report Generated: 03 Oct 2023 09:49AM ET

## SMALL HOUSE (SH) MODEL (106)
SMALL HOUSE (SH) MODEL (106) | SMALL HOUSE (SH) MODEL (106) | SMALL HOUSE (SH) MODEL (106) | SMALL HOUSE (SH) MODEL (106) | SMALL HOUSE (SH) MODEL (106)
1 - CALCULATION AREA | 1 - CALCULATION AREA | 1 - CALCULATION AREA | 1 - CALCULATION AREA | 1 - CALCULATION AREA
1 - SC147 - Number of Sml Hs Neighborhood Centers, Clncl Sprt | 1 - SC147 - Number of Sml Hs Neighborhood Centers, Clncl Sprt | 1 - SC147 - Number of Sml Hs Neighborhood Centers, Clncl Sprt | 1 - SC147 - Number of Sml Hs Neighborhood Centers, Clncl Sprt | 1 - SC147 - Number of Sml Hs Neighborhood Centers, Clncl Sprt
JSN | NAME | QTY | ACQ | DESCRIPTION
2 - HOUSE RECEPTION AREA | 2 - HOUSE RECEPTION AREA | 2 - HOUSE RECEPTION AREA | 2 - HOUSE RECEPTION AREA | 2 - HOUSE RECEPTION AREA
1 - RSH01 - House Front Porch, Sml Hs | 1 - RSH01 - House Front Porch, Sml Hs | 1 - RSH01 - House Front Porch, Sml Hs | 1 - RSH01 - House Front Porch, Sml Hs | 1 - RSH01 - House Front Porch, Sml Hs
JSN | NAME | QTY | ACQ | DESCRIPTION
2 - RSH02 - 10-Resident House Vestibule, Sml Hs | 2 - RSH02 - 10-Resident House Vestibule, Sml Hs | 2 - RSH02 - 10-Resident House Vestibule, Sml Hs | 2 - RSH02 - 10-Resident House Vestibule, Sml Hs | 2 - RSH02 - 10-Resident House Vestibule, Sml Hs
JSN | NAME | QTY | ACQ | DESCRIPTION
A6046 | Artwork, Decorative, With Frame | 1 | VV | This JSN is to be used for determining and defining location of decorative artwork.
3 - RSH02 - 12-Resident House Vestibule, Sml Hs | 3 - RSH02 - 12-Resident House Vestibule, Sml Hs | 3 - RSH02 - 12-Resident House Vestibule, Sml Hs | 3 - RSH02 - 12-Resident House Vestibule, Sml Hs | 3 - RSH02 - 12-Resident House Vestibule, Sml Hs
JSN | NAME | QTY | ACQ | DESCRIPTION
A6046 | Artwork, Decorative, With Frame | 1 | VV | This JSN is to be used for determining and defining location of decorative artwork.
4 - RSH02 - 14-Resident House Vestibule, Sml Hs | 4 - RSH02 - 14-Resident House Vestibule, Sml Hs | 4 - RSH02 - 14-Resident House Vestibule, Sml Hs | 4 - RSH02 - 14-Resident House Vestibule, Sml Hs | 4 - RSH02 - 14-Resident House Vestibule, Sml Hs
JSN | NAME | QTY | ACQ | DESCRIPTION
A6046 | Artwork, Decorative, With Frame | 1 | VV | This JSN is to be used for determining and defining location of decorative artwork.
5 - RSH06 - Sml Hs Foyer, Sml Hs | 5 - RSH06 - Sml Hs Foyer, Sml Hs | 5 - RSH06 - Sml Hs Foyer, Sml Hs | 5 - RSH06 - Sml Hs Foyer, Sml Hs | 5 - RSH06 - Sml Hs Foyer, Sml Hs
JSN | NAME | QTY | ACQ | DESCRIPTION
6 - SB191 - Sml Hs Visitor Toilet, Bldg Sprt | 6 - SB191 - Sml Hs Visitor Toilet, Bldg Sprt | 6 - SB191 - Sml Hs Visitor Toilet, Bldg Sprt | 6 - SB191 - Sml Hs Visitor Toilet, Bldg Sprt | 6 - SB191 - Sml Hs Visitor Toilet, Bldg Sprt
JSN | NAME | QTY | ACQ | DESCRIPTION
A1067 | Mirror, Float Glass, ADA Accessible | 1 | CC | A high quality 1/4" polished float glass mirror with a stainless steel frame. Frame holds mirror in a tilted position for accessibility and compliance with ADA requirements. Mirror has a galvanized steel back secured to frame with concealed screws with integral horizontal hanging brackets. Mirror shall be approximately 18" wide and 36" high. Other sizes are available.
A4995 | Table, Diaper Changing, Wall Mounted | 1 | CC | Wall mounted diaper changing table for use in public restrooms. Unit is a fold down system that folds upward when not in use for minimal intrusion into the room. Changing surface is contoured and has safety belt to insure that an infant will not fall from the table. Table is designed to hold no less than 250 pounds static weight. Closed dimensions are approximately 21" H x 36" W x 5" D. Open dimensions vary according to style. One system's open dimensions are 15 " high, 32" wide and 19" deep.
A5075 | Dispenser, Soap, Disposable | 1 | VV | Disposable soap dispenser. One-handed dispensing operation. Designed to accommodate disposable soap cartridge and valve.
A5082 | Dispenser, Paper Towel, Sensor, Hands Free | 1 | CC | A surface mounted, sensor activated, automatic, roll paper towel dispenser. The unit dispenses a paper towel automatically only when hands are place in position below the dispenser for maximum sanitation and hygiene. May include adjustable settings for sheet length, time delay, and sensor range. Unit is battery operated or with optional AC power adapter.
A5090 | Disposal, Sanitary Napkin, SS, Surface Mounted | 1 | CC | A surface mounted, satin finish stainless steel, sanitary napkin disposal. Disposal features a flip-up cover, secured to the container by a heavy duty stainless steel piano-hinge. Disposal may be secured to wall or toilet partition. For general purpose use in female toilet stalls or rooms and uni-sex toilet rooms.
A5109 | Grab Bar, ABA Compliant, SS, 2-Wall, W/C Accessible | 1 | CC | 2-wall toilet stall/room grab bar with concealed mounting flanges and a satin finish stainless steel peened gripping surface.. Snap over flanges are provided to conceal mounting screws. A selection of mounting kits and concealed anchor devices are available from the manufacturers for different types of installations. Grab bar shall comply with all barrier-free accessibility guidelines for design, sizing, positioning, installation, and structural strength. For typical water closet applications in toilet stalls and rooms where Architectural Barriers Act grab bar requirements must be met.
A5145 | Hook, Garment, Double, SS, Surface Mounted | 1 | CC | A surface mounted, satin finish stainless steel, double garment hook. Equipped with a concealed mounting bracket that is secured to a concealed wall plate. For general purpose use throughout the facility to hang various items of apparel.
A5200 | Dispenser, Toilet Tissue, SS, 2-Roll, Surface Mntd | 1 | CC | A concealed surface mounted, double roll, satin finish stainless steel, toilet tissue dispenser. Unit accommodates two standard-core toilet tissue rolls through 5" in diameter. Spindles are chrome plated plastic with a heavy-duty internal spring and turn freely for non-controlled delivery. For general purpose use in restrooms.
F2010 | Basket, Wastepaper, Step-On | 1 | VV | "Step-on" wastepaper basket with inner liner and foot petal activated flip top.
P3200 | Lavatory, Vitreous China, Slab Type w/Sens Op Fauc | 1 | CC | Wall mounted, slab type, vitreous china, lavatory (approximately 7 x 15 x 10 inches) with faucet holes on 4 inch centers; electronic sensor operated, goose neck spout and grid strainer. It shall be suitable for use in clinics, offices and patient care areas.
P9050 | Toilet, Wall Hung, Siphon Jet | 1 | CC | Siphon jet water closet/ toilet. This unit is wall hung with an elongated bowl, top spud flushometer, seat with open front and check hinge, and carrier. Used in restrooms throughout the health care facility.
3 - HOUSE RESIDENT AREA | 3 - HOUSE RESIDENT AREA | 3 - HOUSE RESIDENT AREA | 3 - HOUSE RESIDENT AREA | 3 - HOUSE RESIDENT AREA
1 - RSH11 - House Resident Bedroom, Sml Hs | 1 - RSH11 - House Resident Bedroom, Sml Hs | 1 - RSH11 - House Resident Bedroom, Sml Hs | 1 - RSH11 - House Resident Bedroom, Sml Hs | 1 - RSH11 - House Resident Bedroom, Sml Hs
JSN | NAME | QTY | ACQ | DESCRIPTION
A1205 | Lift System, Overhead, Patient Room w/Bath | 1 | VC | An overhead rail system specifically designed for patient lifting and movement for a single bed patient room including the bathroom. The system will consist of recessed or ceiling mounted primary and secondary rails, lift motor with rolling carriage, patient harness or seat, and a hand controller or control box with charger. System will facilitate lifting and movement of patient to and from bed to gurney, chair, bath, commode, or other requirement. Minimum lift capability is 550 pounds. Custom design of track layout by manufacturer is essential to meet individual facility requirements.
A5048 | Cabinet, Medication, Security, Wall Mounted | 1 | VV | Wall-mounted cabinet for secure storage of medications. Unit has adjustable shelves, may be keyed or electronic combination lock. Cabinet is made of metal and exterior finish may be powder coat paint or wood laminate. Size is approximately 25" H x 20" W x 7" D.
A5212 | Bracket, Television, Wall-Mounted, Tilt/Angle | 1 | VV | A wall mounted, tilt/angled TV bracket for 37" to 80" TVs. Mount will be a universal and VESA compliant unit with a load capacity of up to 130 lbs.
A5220 | Bracket, Television, Wall Backing | 1 | CC | Wall mounted television bracket backing which provides additional support and strength for the installation of the television bracket. Option available for interior or exterior plate and sized for 12â€ 16â€ or 24â€ stud spacing.
A6046 | Artwork, Decorative, With Frame | 2 | VV | This JSN is to be used for determining and defining location of decorative artwork.
F0210 | Chair, Side, Without Arms | 1 | VV | Upholstered side chair approximately 32" high X 19" wide X 23" deep with floor glides. Seat is non-tilting and without arms.
F0265 | Chair, Recliner | 1 | VV | Reclining chair, 46" high X 33" wide X 40"deep with arms, straight leg base and floor glides or lockable two (2) inch casters. Seat, back and foot rest are foam padded and upholstered with woven textile fabric or vinyl.
F0400 | Cabinet, Bedside, Door, Drawer | 2 | VV | Bedside cabinet for storage of both the patient's personal items and small patient support items. Approximately 31" high X 21" wide X 19" deep with one (1) drawer and one (1) closed storage closet. Drawer is removable so interior can be sanitized. May come in a 3 drawer version.
F0574 | Desk / Dresser Combination | 1 | VV | This unit is a combination desk and attached dresser. The desk may include a shelf or drawer for a computer keyboard tray and a minimum of 30" knee space. The dresser component typically has 2 large or 3 medium sized drawers. Finish should be selected to be complimentary to adjacent accent furniture.
F2406 | Bed, Residential, Long Term Care | 1 | VV | Home environment style bed, aluminum frame, twin size, with head and foot board. Bed has patient control panel with ergonomic sections for resident comfort, IV rod insertion slots, safety rails, four locking brakes. Bed should move up and down to facilitate easy resident access. Mattress is not included in pricing.
F2420 | Lamp, Table, With Shade | 1 | VV | Table lamp, 27-34" high X 6" wide X 6" deep with linen shade. Convenience outlet required at point of use.
F3200 | Clock, Battery, 12" Diameter | 1 | VV | Clock, 12" diameter. Round surface, easy to read numbers with sweep second hand. Wall mounted unit for use when impractical to install a fully synchronized clock system. Battery operated, (batteries not included).
M0506 | Television, Flat Screen | 1 | VV | Flat screen television with approximately 32'" to 40' diagonal screen size. The TV will have built-in speakers, NTSC tuner, a 16:9 wide screen aspect ratio, a minimum of 1280 x 768 resolution and a remote control.
M0755 | Flowmeter, Oxygen, Low Flow | 1 | VV | Oxygen flowmeter. Consists of a clear crystal flowtube calibrated to 3.5 or 8 LPM depending on manufacturer. For oxygen regulation in hospital settings. Database pricing includes DISS fitting and DISS power outlet and wall adapter. Other fitting and adapter configurations are available.
M3070 | Hamper, Linen, Mobile, w/Lid | 1 | VV | Mobile linen hamper with hand or foot operated lid. Made of heavy tubular stainless steel with heavy gauge welded steel platform. Holds 25" hamper bags. Mounted on ball bearing casters. For linen transport in hospitals and clinics.
2 - SB201 - Sml Hs Resident Bedroom Toilet, Bldg Sprt | 2 - SB201 - Sml Hs Resident Bedroom Toilet, Bldg Sprt | 2 - SB201 - Sml Hs Resident Bedroom Toilet, Bldg Sprt | 2 - SB201 - Sml Hs Resident Bedroom Toilet, Bldg Sprt | 2 - SB201 - Sml Hs Resident Bedroom Toilet, Bldg Sprt
JSN | NAME | QTY | ACQ | DESCRIPTION
A1067 | Mirror, Float Glass, ADA Accessible | 1 | CC | A high quality 1/4" polished float glass mirror with a stainless steel frame. Frame holds mirror in a tilted position for accessibility and compliance with ADA requirements. Mirror has a galvanized steel back secured to frame with concealed screws with integral horizontal hanging brackets. Mirror shall be approximately 18" wide and 36" high. Other sizes are available.
A4995 | Table, Diaper Changing, Wall Mounted | 1 | CC | Wall mounted diaper changing table for use in public restrooms. Unit is a fold down system that folds upward when not in use for minimal intrusion into the room. Changing surface is contoured and has safety belt to insure that an infant will not fall from the table. Table is designed to hold no less than 250 pounds static weight. Closed dimensions are approximately 21" H x 36" W x 5" D. Open dimensions vary according to style. One system's open dimensions are 15 " high, 32" wide and 19" deep.
A5075 | Dispenser, Soap, Disposable | 1 | VV | Disposable soap dispenser. One-handed dispensing operation. Designed to accommodate disposable soap cartridge and valve.
A5082 | Dispenser, Paper Towel, Sensor, Hands Free | 1 | CC | A surface mounted, sensor activated, automatic, roll paper towel dispenser. The unit dispenses a paper towel automatically only when hands are place in position below the dispenser for maximum sanitation and hygiene. May include adjustable settings for sheet length, time delay, and sensor range. Unit is battery operated or with optional AC power adapter.
A5090 | Disposal, Sanitary Napkin, SS, Surface Mounted | 1 | CC | A surface mounted, satin finish stainless steel, sanitary napkin disposal. Disposal features a flip-up cover, secured to the container by a heavy duty stainless steel piano-hinge. Disposal may be secured to wall or toilet partition. For general purpose use in female toilet stalls or rooms and uni-sex toilet rooms.
A5109 | Grab Bar, ABA Compliant, SS, 2-Wall, W/C Accessible | 1 | CC | 2-wall toilet stall/room grab bar with concealed mounting flanges and a satin finish stainless steel peened gripping surface.. Snap over flanges are provided to conceal mounting screws. A selection of mounting kits and concealed anchor devices are available from the manufacturers for different types of installations. Grab bar shall comply with all barrier-free accessibility guidelines for design, sizing, positioning, installation, and structural strength. For typical water closet applications in toilet stalls and rooms where Architectural Barriers Act grab bar requirements must be met.
A5145 | Hook, Garment, Double, SS, Surface Mounted | 1 | CC | A surface mounted, satin finish stainless steel, double garment hook. Equipped with a concealed mounting bracket that is secured to a concealed wall plate. For general purpose use throughout the facility to hang various items of apparel.
A5200 | Dispenser, Toilet Tissue, SS, 2-Roll, Surface Mntd | 1 | CC | A concealed surface mounted, double roll, satin finish stainless steel, toilet tissue dispenser. Unit accommodates two standard-core toilet tissue rolls through 5" in diameter. Spindles are chrome plated plastic with a heavy-duty internal spring and turn freely for non-controlled delivery. For general purpose use in restrooms.
CT025 | Countertop, Solid Surface with Sink Combination | 1 | CC | A solid, nonporous countertop approximately 36"W x 22"D with a undercounter sink combination. The countertop is an acrylic-based solid surface product with a standard thickness of 1", and a 4" butt backsplash/curb. Surfaces will be easy to clean and maintain. Also referred to as a work surface or work top with sink. Available in a choice of colors, depths and sink shapes. Used for various applications in patient rooms, restrooms and throughout the facility. Usually a part of a casework interior design program. Unit does not include the drain and faucet.
F2010 | Basket, Wastepaper, Step-On | 1 | VV | "Step-on" wastepaper basket with inner liner and foot petal activated flip top.
P9050 | Toilet, Wall Hung, Siphon Jet | 1 | CC | Siphon jet water closet/ toilet. This unit is wall hung with an elongated bowl, top spud flushometer, seat with open front and check hinge, and carrier. Used in restrooms throughout the health care facility.
3 - RSH12 - House Resident Closet, Sml Hs | 3 - RSH12 - House Resident Closet, Sml Hs | 3 - RSH12 - House Resident Closet, Sml Hs | 3 - RSH12 - House Resident Closet, Sml Hs | 3 - RSH12 - House Resident Closet, Sml Hs
JSN | NAME | QTY | ACQ | DESCRIPTION
A1090 | Mirror, Float Glass, With SS Frame & Shelf | 1 | CC | A high quality 1/4" polished float glass mirror, approximately 36' H X 18' W framed in a one-piece, bright polished, stainless steel channel frame with 90Â° mitered corners and an integral stainless steel, stain finish, shelf. All edges of the mirror are protected by absorbing filler strips. Mirror has a galvanized steel back with integral horizontal hanging brackets and wall hanger for concealed mounting. For mounting above single wall mounted lavatories located in restroom areas, Doctor examination areas, offices, etc. May also be used above double lavatories, either wall or countertop mounted.
A5030 | Bench, Stall, Shower, Built In | 1 | CC | Shower bench; built-in. Eighteen (18) gauge stainless steel frame with anchors built-in into the wall. Size and shape as required.
A5075 | Dispenser, Soap, Disposable | 2 | VV | Disposable soap dispenser. One-handed dispensing operation. Designed to accommodate disposable soap cartridge and valve.
A5082 | Dispenser, Paper Towel, Sensor, Hands Free | 1 | CC | A surface mounted, sensor activated, automatic, roll paper towel dispenser. The unit dispenses a paper towel automatically only when hands are place in position below the dispenser for maximum sanitation and hygiene. May include adjustable settings for sheet length, time delay, and sensor range. Unit is battery operated or with optional AC power adapter.
A5090 | Disposal, Sanitary Napkin, SS, Surface Mounted | 1 | CC | A surface mounted, satin finish stainless steel, sanitary napkin disposal. Disposal features a flip-up cover, secured to the container by a heavy duty stainless steel piano-hinge. Disposal may be secured to wall or toilet partition. For general purpose use in female toilet stalls or rooms and uni-sex toilet rooms.
A5109 | Grab Bar, ABA Compliant, SS, 2-Wall, W/C Accessible | 1 | CC | 2-wall toilet stall/room grab bar with concealed mounting flanges and a satin finish stainless steel peened gripping surface.. Snap over flanges are provided to conceal mounting screws. A selection of mounting kits and concealed anchor devices are available from the manufacturers for different types of installations. Grab bar shall comply with all barrier-free accessibility guidelines for design, sizing, positioning, installation, and structural strength. For typical water closet applications in toilet stalls and rooms where Architectural Barriers Act grab bar requirements must be met.
A5110 | Grab Bar, 1-1/4" Dia., SS, 2 Wall, Shower Use | 1 | CC | A 1-1/4" diameter, satin finish stainless steel, peened gripping surface, 2 wall shower, grab bar with concealed mounting flanges. Snap over flanges are provided to conceal mounting screws. A selection of mounting kits and concealed anchor devices are available from the manufacturers for different types of installations. Grab bar shall comply with barrier-free accessibility guidelines for structural strength. For typical applications in shower stalls where ADA (American's With Disabilities Act) requirements must be met.
A5145 | Hook, Garment, Double, SS, Surface Mounted | 1 | CC | A surface mounted, satin finish stainless steel, double garment hook. Equipped with a concealed mounting bracket that is secured to a concealed wall plate. For general purpose use throughout the facility to hang various items of apparel.
A5170 | Rod, Shower Curtain, 1"Diameter, W/Curtain & Hooks | 1 | CC | A concealed mounted, 1" outside diameter, satin finish stainless steel, shower curtain rod with white vinyl shower curtain (72" H) and SS shower curtain hooks. Rod and curtain available in various widths. For general purpose use at shower stall or bathtub locations. Pricing based upon standard shower stall dimensions of 36" x 36" and a standard curtain height of 72".
A5200 | Dispenser, Toilet Tissue, SS, 2-Roll, Surface Mntd | 1 | CC | A concealed surface mounted, double roll, satin finish stainless steel, toilet tissue dispenser. Unit accommodates two standard-core toilet tissue rolls through 5" in diameter. Spindles are chrome plated plastic with a heavy-duty internal spring and turn freely for non-controlled delivery. For general purpose use in restrooms.
A5205 | Bar, Towel, 1" Diameter, SS, Surface Mounted | 1 | CC | A surface mounted, satin finish stainless steel, 1" diameter, towel bar. Support posts and flanges are one piece, chrome-plated, cast heavy brass with satin finish. Towel bar shall not rotate within support posts. Available in 18", 24" and 30" widths. For general purpose use in shower or bathtub rooms. Pricing based upon a suggested standard width of 18".
F2010 | Basket, Wastepaper, Step-On | 1 | VV | "Step-on" wastepaper basket with inner liner and foot petal activated flip top.
P1150 | Valve, Rinse, Bedpan, With Disinfectant Injector | 1 | CC | Bedpan rinsing valve with deodorant/disinfectant spray. Unit is wall mounted above a water closet having an exposed flush valve. Flush water shall be available to rinse the pan with the balance used to flush the waste. Used in dirty utility rooms located in patient care areas throughout the hospital. Unit is used to flush and disinfect a dirty bedpan.
P3000 | Lavatory, Vitreous China, Straight Back | 1 | CC | Wall mounted, vitreous china lavatory (approximate bowl size 7"x15"x10") with: straight-front apron, straight or contoured back; faucet holes on 4" centers; gooseneck spout; wrist blade handles; and grid strainer. It shall be suitable for use in clinics, offices, washrooms or patient care areas.
P5040 | Shower, Single, Hand-Held | 1 | CC | A complete, barrier-free, single hand-held, personal shower system. The shower system includes: pressure balanced mixing valve with high temperature limit stop; personal hand shower; shower hose; wall supply; and slide bar. For general purpose use throughout the facility in shower stalls.
P9050 | Toilet, Wall Hung, Siphon Jet | 1 | CC | Siphon jet water closet/ toilet. This unit is wall hung with an elongated bowl, top spud flushometer, seat with open front and check hinge, and carrier. Used in restrooms throughout the health care facility.
4 - RSH16 - 10-Resident House Sitting Alcove, Sml Hs | 4 - RSH16 - 10-Resident House Sitting Alcove, Sml Hs | 4 - RSH16 - 10-Resident House Sitting Alcove, Sml Hs | 4 - RSH16 - 10-Resident House Sitting Alcove, Sml Hs | 4 - RSH16 - 10-Resident House Sitting Alcove, Sml Hs
JSN | NAME | QTY | ACQ | DESCRIPTION
F0255 | Chair, Easy | 1 | VV | Easy chair approximately 35" high X 28" wide X 32" deep with arms and floor glides. Arms, back and seat are foam padded and upholstered in woven textile fabric or vinyl.
F0735 | Table, Coffee | 1 | VV | Coffee table, approximately 18" high X 52" wide X 24" deep.
F0740 | Table, Occasional, Lamp | 1 | VV | Occasional lamp table (end table) approximately 20" high X 27" wide X 27" deep with choice of finishes (wood, oak veneer, or high pressure laminate).
5 - RSH16 - 12-Resident House Sitting Alcove, Sml Hs | 5 - RSH16 - 12-Resident House Sitting Alcove, Sml Hs | 5 - RSH16 - 12-Resident House Sitting Alcove, Sml Hs | 5 - RSH16 - 12-Resident House Sitting Alcove, Sml Hs | 5 - RSH16 - 12-Resident House Sitting Alcove, Sml Hs
JSN | NAME | QTY | ACQ | DESCRIPTION
F0255 | Chair, Easy | 1 | VV | Easy chair approximately 35" high X 28" wide X 32" deep with arms and floor glides. Arms, back and seat are foam padded and upholstered in woven textile fabric or vinyl.
F0735 | Table, Coffee | 1 | VV | Coffee table, approximately 18" high X 52" wide X 24" deep.
F0740 | Table, Occasional, Lamp | 1 | VV | Occasional lamp table (end table) approximately 20" high X 27" wide X 27" deep with choice of finishes (wood, oak veneer, or high pressure laminate).
6 - RSH16 - 14-Resident House Sitting Alcove, Sml Hs | 6 - RSH16 - 14-Resident House Sitting Alcove, Sml Hs | 6 - RSH16 - 14-Resident House Sitting Alcove, Sml Hs | 6 - RSH16 - 14-Resident House Sitting Alcove, Sml Hs | 6 - RSH16 - 14-Resident House Sitting Alcove, Sml Hs
JSN | NAME | QTY | ACQ | DESCRIPTION
F0255 | Chair, Easy | 1 | VV | Easy chair approximately 35" high X 28" wide X 32" deep with arms and floor glides. Arms, back and seat are foam padded and upholstered in woven textile fabric or vinyl.
F0735 | Table, Coffee | 1 | VV | Coffee table, approximately 18" high X 52" wide X 24" deep.
F0740 | Table, Occasional, Lamp | 1 | VV | Occasional lamp table (end table) approximately 20" high X 27" wide X 27" deep with choice of finishes (wood, oak veneer, or high pressure laminate).
7 - SC467 - Sml Hs 10-Resident House Clean Linen Alcove, EMS | 7 - SC467 - Sml Hs 10-Resident House Clean Linen Alcove, EMS | 7 - SC467 - Sml Hs 10-Resident House Clean Linen Alcove, EMS | 7 - SC467 - Sml Hs 10-Resident House Clean Linen Alcove, EMS | 7 - SC467 - Sml Hs 10-Resident House Clean Linen Alcove, EMS
JSN | NAME | QTY | ACQ | DESCRIPTION
F0515 | Cart, Supply, Linen | 1 | VV | Closed linen supply cart. Equipped with four (4) non-marking rubber tire roller bearing casters and heavy duty cover. May be used for the delivery and user storage of clean linen as well as the return of soiled linen.
8 - SC467 - Sml Hs 12-Resident House Clean Linen Alcove, EMS | 8 - SC467 - Sml Hs 12-Resident House Clean Linen Alcove, EMS | 8 - SC467 - Sml Hs 12-Resident House Clean Linen Alcove, EMS | 8 - SC467 - Sml Hs 12-Resident House Clean Linen Alcove, EMS | 8 - SC467 - Sml Hs 12-Resident House Clean Linen Alcove, EMS
JSN | NAME | QTY | ACQ | DESCRIPTION
F0515 | Cart, Supply, Linen | 1 | VV | Closed linen supply cart. Equipped with four (4) non-marking rubber tire roller bearing casters and heavy duty cover. May be used for the delivery and user storage of clean linen as well as the return of soiled linen.
9 - SC467 - Sml Hs 14-Resident House Clean Linen Alcove, EMS | 9 - SC467 - Sml Hs 14-Resident House Clean Linen Alcove, EMS | 9 - SC467 - Sml Hs 14-Resident House Clean Linen Alcove, EMS | 9 - SC467 - Sml Hs 14-Resident House Clean Linen Alcove, EMS | 9 - SC467 - Sml Hs 14-Resident House Clean Linen Alcove, EMS
JSN | NAME | QTY | ACQ | DESCRIPTION
F0515 | Cart, Supply, Linen | 1 | VV | Closed linen supply cart. Equipped with four (4) non-marking rubber tire roller bearing casters and heavy duty cover. May be used for the delivery and user storage of clean linen as well as the return of soiled linen.
10 - SB158 - Sml Hs Resident Bathing Room, Bldg Sprt | 10 - SB158 - Sml Hs Resident Bathing Room, Bldg Sprt | 10 - SB158 - Sml Hs Resident Bathing Room, Bldg Sprt | 10 - SB158 - Sml Hs Resident Bathing Room, Bldg Sprt | 10 - SB158 - Sml Hs Resident Bathing Room, Bldg Sprt
JSN | NAME | QTY | ACQ | DESCRIPTION
A1067 | Mirror, Float Glass, ADA Accessible | 1 | CC | A high quality 1/4" polished float glass mirror with a stainless steel frame. Frame holds mirror in a tilted position for accessibility and compliance with ADA requirements. Mirror has a galvanized steel back secured to frame with concealed screws with integral horizontal hanging brackets. Mirror shall be approximately 18" wide and 36" high. Other sizes are available.
A4995 | Table, Diaper Changing, Wall Mounted | 1 | CC | Wall mounted diaper changing table for use in public restrooms. Unit is a fold down system that folds upward when not in use for minimal intrusion into the room. Changing surface is contoured and has safety belt to insure that an infant will not fall from the table. Table is designed to hold no less than 250 pounds static weight. Closed dimensions are approximately 21" H x 36" W x 5" D. Open dimensions vary according to style. One system's open dimensions are 15 " high, 32" wide and 19" deep.
A5075 | Dispenser, Soap, Disposable | 1 | VV | Disposable soap dispenser. One-handed dispensing operation. Designed to accommodate disposable soap cartridge and valve.
A5082 | Dispenser, Paper Towel, Sensor, Hands Free | 1 | CC | A surface mounted, sensor activated, automatic, roll paper towel dispenser. The unit dispenses a paper towel automatically only when hands are place in position below the dispenser for maximum sanitation and hygiene. May include adjustable settings for sheet length, time delay, and sensor range. Unit is battery operated or with optional AC power adapter.
A5090 | Disposal, Sanitary Napkin, SS, Surface Mounted | 1 | CC | A surface mounted, satin finish stainless steel, sanitary napkin disposal. Disposal features a flip-up cover, secured to the container by a heavy duty stainless steel piano-hinge. Disposal may be secured to wall or toilet partition. For general purpose use in female toilet stalls or rooms and uni-sex toilet rooms.
A5109 | Grab Bar, ABA Compliant, SS, 2-Wall, W/C Accessible | 1 | CC | 2-wall toilet stall/room grab bar with concealed mounting flanges and a satin finish stainless steel peened gripping surface.. Snap over flanges are provided to conceal mounting screws. A selection of mounting kits and concealed anchor devices are available from the manufacturers for different types of installations. Grab bar shall comply with all barrier-free accessibility guidelines for design, sizing, positioning, installation, and structural strength. For typical water closet applications in toilet stalls and rooms where Architectural Barriers Act grab bar requirements must be met.
A5145 | Hook, Garment, Double, SS, Surface Mounted | 1 | CC | A surface mounted, satin finish stainless steel, double garment hook. Equipped with a concealed mounting bracket that is secured to a concealed wall plate. For general purpose use throughout the facility to hang various items of apparel.
A5200 | Dispenser, Toilet Tissue, SS, 2-Roll, Surface Mntd | 1 | CC | A concealed surface mounted, double roll, satin finish stainless steel, toilet tissue dispenser. Unit accommodates two standard-core toilet tissue rolls through 5" in diameter. Spindles are chrome plated plastic with a heavy-duty internal spring and turn freely for non-controlled delivery. For general purpose use in restrooms.
F2010 | Basket, Wastepaper, Step-On | 1 | VV | "Step-on" wastepaper basket with inner liner and foot petal activated flip top.
P3200 | Lavatory, Vitreous China, Slab Type w/Sens Op Fauc | 1 | CC | Wall mounted, slab type, vitreous china, lavatory (approximately 7 x 15 x 10 inches) with faucet holes on 4 inch centers; electronic sensor operated, goose neck spout and grid strainer. It shall be suitable for use in clinics, offices and patient care areas.
P9050 | Toilet, Wall Hung, Siphon Jet | 1 | CC | Siphon jet water closet/ toilet. This unit is wall hung with an elongated bowl, top spud flushometer, seat with open front and check hinge, and carrier. Used in restrooms throughout the health care facility.
11 - SB201 - Sml Hs Resident Toilet, Bldg Sprt | 11 - SB201 - Sml Hs Resident Toilet, Bldg Sprt | 11 - SB201 - Sml Hs Resident Toilet, Bldg Sprt | 11 - SB201 - Sml Hs Resident Toilet, Bldg Sprt | 11 - SB201 - Sml Hs Resident Toilet, Bldg Sprt
JSN | NAME | QTY | ACQ | DESCRIPTION
A1067 | Mirror, Float Glass, ADA Accessible | 1 | CC | A high quality 1/4" polished float glass mirror with a stainless steel frame. Frame holds mirror in a tilted position for accessibility and compliance with ADA requirements. Mirror has a galvanized steel back secured to frame with concealed screws with integral horizontal hanging brackets. Mirror shall be approximately 18" wide and 36" high. Other sizes are available.
A4995 | Table, Diaper Changing, Wall Mounted | 1 | CC | Wall mounted diaper changing table for use in public restrooms. Unit is a fold down system that folds upward when not in use for minimal intrusion into the room. Changing surface is contoured and has safety belt to insure that an infant will not fall from the table. Table is designed to hold no less than 250 pounds static weight. Closed dimensions are approximately 21" H x 36" W x 5" D. Open dimensions vary according to style. One system's open dimensions are 15 " high, 32" wide and 19" deep.
A5075 | Dispenser, Soap, Disposable | 1 | VV | Disposable soap dispenser. One-handed dispensing operation. Designed to accommodate disposable soap cartridge and valve.
A5082 | Dispenser, Paper Towel, Sensor, Hands Free | 1 | CC | A surface mounted, sensor activated, automatic, roll paper towel dispenser. The unit dispenses a paper towel automatically only when hands are place in position below the dispenser for maximum sanitation and hygiene. May include adjustable settings for sheet length, time delay, and sensor range. Unit is battery operated or with optional AC power adapter.
A5090 | Disposal, Sanitary Napkin, SS, Surface Mounted | 1 | CC | A surface mounted, satin finish stainless steel, sanitary napkin disposal. Disposal features a flip-up cover, secured to the container by a heavy duty stainless steel piano-hinge. Disposal may be secured to wall or toilet partition. For general purpose use in female toilet stalls or rooms and uni-sex toilet rooms.
A5109 | Grab Bar, ABA Compliant, SS, 2-Wall, W/C Accessible | 1 | CC | 2-wall toilet stall/room grab bar with concealed mounting flanges and a satin finish stainless steel peened gripping surface.. Snap over flanges are provided to conceal mounting screws. A selection of mounting kits and concealed anchor devices are available from the manufacturers for different types of installations. Grab bar shall comply with all barrier-free accessibility guidelines for design, sizing, positioning, installation, and structural strength. For typical water closet applications in toilet stalls and rooms where Architectural Barriers Act grab bar requirements must be met.
A5145 | Hook, Garment, Double, SS, Surface Mounted | 1 | CC | A surface mounted, satin finish stainless steel, double garment hook. Equipped with a concealed mounting bracket that is secured to a concealed wall plate. For general purpose use throughout the facility to hang various items of apparel.
A5200 | Dispenser, Toilet Tissue, SS, 2-Roll, Surface Mntd | 1 | CC | A concealed surface mounted, double roll, satin finish stainless steel, toilet tissue dispenser. Unit accommodates two standard-core toilet tissue rolls through 5" in diameter. Spindles are chrome plated plastic with a heavy-duty internal spring and turn freely for non-controlled delivery. For general purpose use in restrooms.
CT025 | Countertop, Solid Surface with Sink Combination | 1 | CC | A solid, nonporous countertop approximately 36"W x 22"D with a undercounter sink combination. The countertop is an acrylic-based solid surface product with a standard thickness of 1", and a 4" butt backsplash/curb. Surfaces will be easy to clean and maintain. Also referred to as a work surface or work top with sink. Available in a choice of colors, depths and sink shapes. Used for various applications in patient rooms, restrooms and throughout the facility. Usually a part of a casework interior design program. Unit does not include the drain and faucet.
F2010 | Basket, Wastepaper, Step-On | 1 | VV | "Step-on" wastepaper basket with inner liner and foot petal activated flip top.
P9050 | Toilet, Wall Hung, Siphon Jet | 1 | CC | Siphon jet water closet/ toilet. This unit is wall hung with an elongated bowl, top spud flushometer, seat with open front and check hinge, and carrier. Used in restrooms throughout the health care facility.
12 - RSH21 - 10-Resident House Living Room, Sml Hs | 12 - RSH21 - 10-Resident House Living Room, Sml Hs | 12 - RSH21 - 10-Resident House Living Room, Sml Hs | 12 - RSH21 - 10-Resident House Living Room, Sml Hs | 12 - RSH21 - 10-Resident House Living Room, Sml Hs
JSN | NAME | QTY | ACQ | DESCRIPTION
A1010 | Telecommunication Outlet | 2 | CC | Telecommunication outlet location.
A1012 | Telephone, Wall Mounted, 1 Line | 1 | VV | Telephone, wall mounted, 1 line.
A5185 | Track, Drapery, Ceil/Wall Mntd, Sngl Channel Cord | 1 | VV | Ceiling or wall mounted single channel cord drapery track. Adjustable with mounted brackets and slides. Dimensions and shape as required. Unit consists of a thick extruded aluminum track. Equipped with self-lubricating carriers, beaded drop chain, hooks, removable end caps, and curtain. Designed to be suspended around patient areas where privacy is needed. Price listed is per foot of the track, curtains to be priced per quote.
A5210 | Bracket, Television, Wall Mounted, w/Adjust Arm | 1 | VV | Wall mounted television bracket with adjustable arm. Consists of movable arm with minimum 120 degree swivel. Designed for holding wall mounted, flat panel television units in patient rooms.
A5220 | Bracket, Television, Wall Backing | 1 | CC | Wall mounted television bracket backing which provides additional support and strength for the installation of the television bracket. Option available for interior or exterior plate and sized for 12â€ 16â€ or 24â€ stud spacing.
A6046 | Artwork, Decorative, With Frame | 2 | VV | This JSN is to be used for determining and defining location of decorative artwork.
A6305 | Drapes, Pair | 1 | VV | This JSN is to be used for determining and defining the location of drapes. Fabric to be flame retardant, variable colors and patterns with backing. Price based on a pair of drapes for a window approximately 36" W X 60" H.
F0115 | Bookcase, Open, 5 Shelf | 1 | VV | Freestanding open shelf bookcase, approximately 82" high X 37" wide X 18" deep with 5 (five) adjustable shelves. Unit can be separate or part of a system with available add-on shelving.
F0205 | Chair, Side With Arms | 1 | VV | Upholstered side chair, 32" high X 21" wide X 23" deep with arms, padded seats and padded backs. Seat height is a minimum of 17". Available with or without sled base.
F0210 | Chair, Side, Without Arms | 1 | VV | Upholstered side chair approximately 32" high X 19" wide X 23" deep with floor glides. Seat is non-tilting and without arms.
F0225 | Chair, Dining Room | 4 | VV | Dining room chair with glides. Chair has straight legs with cushioned cloth or vinyl seat.
F0255 | Chair, Easy | 4 | VV | Easy chair approximately 35" high X 28" wide X 32" deep with arms and floor glides. Arms, back and seat are foam padded and upholstered in woven textile fabric or vinyl.
F0280 | Chair, Swivel, Low Back | 1 | VV | Low back contemporary swivel chair, 37" high X 25" wide X 31" deep with a five (5) caster swivel base, arms and foam padded seat and back upholstered with either woven textile fabric or vinyl.
F0375 | Sofa, Upholstered | 1 | VV | Executive sofa with woven fabric textile or vinyl upholstery, foam padded arms, steel spring and foam rubber backs and seats, and floor glides.
F0735 | Table, Coffee | 1 | VV | Coffee table, approximately 18" high X 52" wide X 24" deep.
F0740 | Table, Occasional, Lamp | 2 | VV | Occasional lamp table (end table) approximately 20" high X 27" wide X 27" deep with choice of finishes (wood, oak veneer, or high pressure laminate).
F0795 | Table, Dining | 1 | VV | Dining table. Round 42" diameter or square 42" X 42". Used in dining facilities and can comfortably seat up to four (4) persons.
F0820 | Table, Office, Round | 1 | VV | Round office table, approximately 29" high X 42" diameter.
F2000 | Basket, Wastepaper, Fire Resistant | 1 | VV | Wastepaper basket, fire resistant, approximately 40 quart capacity. This unit is used to collect and temporarily store small quantities of paper refuse in patient rooms, administrative areas and nursing stations. Size and shape varies depending on the application and manufacturer selected.
F2305 | Rack, Magazine, F/S | 1 | VV | Free standing magazine rack. Used to display publications in offices, lobbies, and waiting areas.
F2420 | Lamp, Table, With Shade | 2 | VV | Table lamp, 27-34" high X 6" wide X 6" deep with linen shade. Convenience outlet required at point of use.
F3010 | Board, Bulletin, 48 x 48 | 1 | VV | Open face bulletin board. Cork posting panel with moisture proof backing. Variety of frames to choose from. Used for posting notes and messages.
F3200 | Clock, Battery, 12" Diameter | 1 | VV | Clock, 12" diameter. Round surface, easy to read numbers with sweep second hand. Wall mounted unit for use when impractical to install a fully synchronized clock system. Battery operated, (batteries not included).
M0510 | TV/DVD Combination | 1 | VV | TV/DVD Combination with Remote Control, The unit shall have the following minimum features: Front end audio/video/earphone inputs jacks, on screen menu display, HDTV and digital tuning capability, and video tracking adjustment capability.
M0515 | Television, HD, 40" Class | 1 | VV | High definition (HDTV) multimedia flat panel LED 40" class display television. The TV will have a 16:9 wide screen aspect ratio, minimum of 1920 x 1080 display resolution, digital tuner, minimum refresh rate of 60Hz, minimum of two HDMI ports and 1 USB port ENERGY STAR certified.
13 - RSH21 - 12-Resident House Living Room, Sml Hs | 13 - RSH21 - 12-Resident House Living Room, Sml Hs | 13 - RSH21 - 12-Resident House Living Room, Sml Hs | 13 - RSH21 - 12-Resident House Living Room, Sml Hs | 13 - RSH21 - 12-Resident House Living Room, Sml Hs
JSN | NAME | QTY | ACQ | DESCRIPTION
A1010 | Telecommunication Outlet | 2 | CC | Telecommunication outlet location.
A1012 | Telephone, Wall Mounted, 1 Line | 1 | VV | Telephone, wall mounted, 1 line.
A5185 | Track, Drapery, Ceil/Wall Mntd, Sngl Channel Cord | 1 | VV | Ceiling or wall mounted single channel cord drapery track. Adjustable with mounted brackets and slides. Dimensions and shape as required. Unit consists of a thick extruded aluminum track. Equipped with self-lubricating carriers, beaded drop chain, hooks, removable end caps, and curtain. Designed to be suspended around patient areas where privacy is needed. Price listed is per foot of the track, curtains to be priced per quote.
A5210 | Bracket, Television, Wall Mounted, w/Adjust Arm | 1 | VV | Wall mounted television bracket with adjustable arm. Consists of movable arm with minimum 120 degree swivel. Designed for holding wall mounted, flat panel television units in patient rooms.
A5220 | Bracket, Television, Wall Backing | 1 | CC | Wall mounted television bracket backing which provides additional support and strength for the installation of the television bracket. Option available for interior or exterior plate and sized for 12â€ 16â€ or 24â€ stud spacing.
A6046 | Artwork, Decorative, With Frame | 2 | VV | This JSN is to be used for determining and defining location of decorative artwork.
A6305 | Drapes, Pair | 1 | VV | This JSN is to be used for determining and defining the location of drapes. Fabric to be flame retardant, variable colors and patterns with backing. Price based on a pair of drapes for a window approximately 36" W X 60" H.
F0115 | Bookcase, Open, 5 Shelf | 1 | VV | Freestanding open shelf bookcase, approximately 82" high X 37" wide X 18" deep with 5 (five) adjustable shelves. Unit can be separate or part of a system with available add-on shelving.
F0205 | Chair, Side With Arms | 1 | VV | Upholstered side chair, 32" high X 21" wide X 23" deep with arms, padded seats and padded backs. Seat height is a minimum of 17". Available with or without sled base.
F0210 | Chair, Side, Without Arms | 1 | VV | Upholstered side chair approximately 32" high X 19" wide X 23" deep with floor glides. Seat is non-tilting and without arms.
F0225 | Chair, Dining Room | 4 | VV | Dining room chair with glides. Chair has straight legs with cushioned cloth or vinyl seat.
F0255 | Chair, Easy | 4 | VV | Easy chair approximately 35" high X 28" wide X 32" deep with arms and floor glides. Arms, back and seat are foam padded and upholstered in woven textile fabric or vinyl.
F0280 | Chair, Swivel, Low Back | 1 | VV | Low back contemporary swivel chair, 37" high X 25" wide X 31" deep with a five (5) caster swivel base, arms and foam padded seat and back upholstered with either woven textile fabric or vinyl.
F0375 | Sofa, Upholstered | 1 | VV | Executive sofa with woven fabric textile or vinyl upholstery, foam padded arms, steel spring and foam rubber backs and seats, and floor glides.
F0735 | Table, Coffee | 1 | VV | Coffee table, approximately 18" high X 52" wide X 24" deep.
F0740 | Table, Occasional, Lamp | 2 | VV | Occasional lamp table (end table) approximately 20" high X 27" wide X 27" deep with choice of finishes (wood, oak veneer, or high pressure laminate).
F0795 | Table, Dining | 1 | VV | Dining table. Round 42" diameter or square 42" X 42". Used in dining facilities and can comfortably seat up to four (4) persons.
F0820 | Table, Office, Round | 1 | VV | Round office table, approximately 29" high X 42" diameter.
F2000 | Basket, Wastepaper, Fire Resistant | 1 | VV | Wastepaper basket, fire resistant, approximately 40 quart capacity. This unit is used to collect and temporarily store small quantities of paper refuse in patient rooms, administrative areas and nursing stations. Size and shape varies depending on the application and manufacturer selected.
F2305 | Rack, Magazine, F/S | 1 | VV | Free standing magazine rack. Used to display publications in offices, lobbies, and waiting areas.
F2420 | Lamp, Table, With Shade | 2 | VV | Table lamp, 27-34" high X 6" wide X 6" deep with linen shade. Convenience outlet required at point of use.
F3010 | Board, Bulletin, 48 x 48 | 1 | VV | Open face bulletin board. Cork posting panel with moisture proof backing. Variety of frames to choose from. Used for posting notes and messages.
F3200 | Clock, Battery, 12" Diameter | 1 | VV | Clock, 12" diameter. Round surface, easy to read numbers with sweep second hand. Wall mounted unit for use when impractical to install a fully synchronized clock system. Battery operated, (batteries not included).
M0510 | TV/DVD Combination | 1 | VV | TV/DVD Combination with Remote Control, The unit shall have the following minimum features: Front end audio/video/earphone inputs jacks, on screen menu display, HDTV and digital tuning capability, and video tracking adjustment capability.
M0515 | Television, HD, 40" Class | 1 | VV | High definition (HDTV) multimedia flat panel LED 40" class display television. The TV will have a 16:9 wide screen aspect ratio, minimum of 1920 x 1080 display resolution, digital tuner, minimum refresh rate of 60Hz, minimum of two HDMI ports and 1 USB port ENERGY STAR certified.
14 - RSH21 - 14-Resident House Living Room, Sml Hs | 14 - RSH21 - 14-Resident House Living Room, Sml Hs | 14 - RSH21 - 14-Resident House Living Room, Sml Hs | 14 - RSH21 - 14-Resident House Living Room, Sml Hs | 14 - RSH21 - 14-Resident House Living Room, Sml Hs
JSN | NAME | QTY | ACQ | DESCRIPTION
A1010 | Telecommunication Outlet | 2 | CC | Telecommunication outlet location.
A1012 | Telephone, Wall Mounted, 1 Line | 1 | VV | Telephone, wall mounted, 1 line.
A5185 | Track, Drapery, Ceil/Wall Mntd, Sngl Channel Cord | 1 | VV | Ceiling or wall mounted single channel cord drapery track. Adjustable with mounted brackets and slides. Dimensions and shape as required. Unit consists of a thick extruded aluminum track. Equipped with self-lubricating carriers, beaded drop chain, hooks, removable end caps, and curtain. Designed to be suspended around patient areas where privacy is needed. Price listed is per foot of the track, curtains to be priced per quote.
A5210 | Bracket, Television, Wall Mounted, w/Adjust Arm | 1 | VV | Wall mounted television bracket with adjustable arm. Consists of movable arm with minimum 120 degree swivel. Designed for holding wall mounted, flat panel television units in patient rooms.
A5220 | Bracket, Television, Wall Backing | 1 | CC | Wall mounted television bracket backing which provides additional support and strength for the installation of the television bracket. Option available for interior or exterior plate and sized for 12â€ 16â€ or 24â€ stud spacing.
A6046 | Artwork, Decorative, With Frame | 2 | VV | This JSN is to be used for determining and defining location of decorative artwork.
A6305 | Drapes, Pair | 1 | VV | This JSN is to be used for determining and defining the location of drapes. Fabric to be flame retardant, variable colors and patterns with backing. Price based on a pair of drapes for a window approximately 36" W X 60" H.
F0115 | Bookcase, Open, 5 Shelf | 1 | VV | Freestanding open shelf bookcase, approximately 82" high X 37" wide X 18" deep with 5 (five) adjustable shelves. Unit can be separate or part of a system with available add-on shelving.
F0205 | Chair, Side With Arms | 1 | VV | Upholstered side chair, 32" high X 21" wide X 23" deep with arms, padded seats and padded backs. Seat height is a minimum of 17". Available with or without sled base.
F0210 | Chair, Side, Without Arms | 1 | VV | Upholstered side chair approximately 32" high X 19" wide X 23" deep with floor glides. Seat is non-tilting and without arms.
F0225 | Chair, Dining Room | 4 | VV | Dining room chair with glides. Chair has straight legs with cushioned cloth or vinyl seat.
F0255 | Chair, Easy | 4 | VV | Easy chair approximately 35" high X 28" wide X 32" deep with arms and floor glides. Arms, back and seat are foam padded and upholstered in woven textile fabric or vinyl.
F0280 | Chair, Swivel, Low Back | 1 | VV | Low back contemporary swivel chair, 37" high X 25" wide X 31" deep with a five (5) caster swivel base, arms and foam padded seat and back upholstered with either woven textile fabric or vinyl.
F0375 | Sofa, Upholstered | 1 | VV | Executive sofa with woven fabric textile or vinyl upholstery, foam padded arms, steel spring and foam rubber backs and seats, and floor glides.
F0735 | Table, Coffee | 1 | VV | Coffee table, approximately 18" high X 52" wide X 24" deep.
F0740 | Table, Occasional, Lamp | 2 | VV | Occasional lamp table (end table) approximately 20" high X 27" wide X 27" deep with choice of finishes (wood, oak veneer, or high pressure laminate).
F0795 | Table, Dining | 1 | VV | Dining table. Round 42" diameter or square 42" X 42". Used in dining facilities and can comfortably seat up to four (4) persons.
F0820 | Table, Office, Round | 1 | VV | Round office table, approximately 29" high X 42" diameter.
F2000 | Basket, Wastepaper, Fire Resistant | 1 | VV | Wastepaper basket, fire resistant, approximately 40 quart capacity. This unit is used to collect and temporarily store small quantities of paper refuse in patient rooms, administrative areas and nursing stations. Size and shape varies depending on the application and manufacturer selected.
F2305 | Rack, Magazine, F/S | 1 | VV | Free standing magazine rack. Used to display publications in offices, lobbies, and waiting areas.
F2420 | Lamp, Table, With Shade | 2 | VV | Table lamp, 27-34" high X 6" wide X 6" deep with linen shade. Convenience outlet required at point of use.
F3010 | Board, Bulletin, 48 x 48 | 1 | VV | Open face bulletin board. Cork posting panel with moisture proof backing. Variety of frames to choose from. Used for posting notes and messages.
F3200 | Clock, Battery, 12" Diameter | 1 | VV | Clock, 12" diameter. Round surface, easy to read numbers with sweep second hand. Wall mounted unit for use when impractical to install a fully synchronized clock system. Battery operated, (batteries not included).
M0510 | TV/DVD Combination | 1 | VV | TV/DVD Combination with Remote Control, The unit shall have the following minimum features: Front end audio/video/earphone inputs jacks, on screen menu display, HDTV and digital tuning capability, and video tracking adjustment capability.
M0515 | Television, HD, 40" Class | 1 | VV | High definition (HDTV) multimedia flat panel LED 40" class display television. The TV will have a 16:9 wide screen aspect ratio, minimum of 1920 x 1080 display resolution, digital tuner, minimum refresh rate of 60Hz, minimum of two HDMI ports and 1 USB port ENERGY STAR certified.
15 - RSH26 - 10-Resident House Resident Dining Room, Sml Hs | 15 - RSH26 - 10-Resident House Resident Dining Room, Sml Hs | 15 - RSH26 - 10-Resident House Resident Dining Room, Sml Hs | 15 - RSH26 - 10-Resident House Resident Dining Room, Sml Hs | 15 - RSH26 - 10-Resident House Resident Dining Room, Sml Hs
JSN | NAME | QTY | ACQ | DESCRIPTION
A1010 | Telecommunication Outlet | 3 | CC | Telecommunication outlet location.
A1012 | Telephone, Wall Mounted, 1 Line | 1 | VV | Telephone, wall mounted, 1 line.
F0210 | Chair, Side, Without Arms | 16 | VV | Upholstered side chair approximately 32" high X 19" wide X 23" deep with floor glides. Seat is non-tilting and without arms.
F0795 | Table, Dining | 4 | VV | Dining table. Round 42" diameter or square 42" X 42". Used in dining facilities and can comfortably seat up to four (4) persons.
F3200 | Clock, Battery, 12" Diameter | 1 | VV | Clock, 12" diameter. Round surface, easy to read numbers with sweep second hand. Wall mounted unit for use when impractical to install a fully synchronized clock system. Battery operated, (batteries not included).
16 - RSH26 - 12-Resident House Resident Dining Room, Sml Hs | 16 - RSH26 - 12-Resident House Resident Dining Room, Sml Hs | 16 - RSH26 - 12-Resident House Resident Dining Room, Sml Hs | 16 - RSH26 - 12-Resident House Resident Dining Room, Sml Hs | 16 - RSH26 - 12-Resident House Resident Dining Room, Sml Hs
JSN | NAME | QTY | ACQ | DESCRIPTION
A1010 | Telecommunication Outlet | 3 | CC | Telecommunication outlet location.
A1012 | Telephone, Wall Mounted, 1 Line | 1 | VV | Telephone, wall mounted, 1 line.
F0210 | Chair, Side, Without Arms | 16 | VV | Upholstered side chair approximately 32" high X 19" wide X 23" deep with floor glides. Seat is non-tilting and without arms.
F0795 | Table, Dining | 4 | VV | Dining table. Round 42" diameter or square 42" X 42". Used in dining facilities and can comfortably seat up to four (4) persons.
F3200 | Clock, Battery, 12" Diameter | 1 | VV | Clock, 12" diameter. Round surface, easy to read numbers with sweep second hand. Wall mounted unit for use when impractical to install a fully synchronized clock system. Battery operated, (batteries not included).
17 - RSH26 - 14-Resident House Resident Dining Room, Sml Hs | 17 - RSH26 - 14-Resident House Resident Dining Room, Sml Hs | 17 - RSH26 - 14-Resident House Resident Dining Room, Sml Hs | 17 - RSH26 - 14-Resident House Resident Dining Room, Sml Hs | 17 - RSH26 - 14-Resident House Resident Dining Room, Sml Hs
JSN | NAME | QTY | ACQ | DESCRIPTION
A1010 | Telecommunication Outlet | 3 | CC | Telecommunication outlet location.
A1012 | Telephone, Wall Mounted, 1 Line | 1 | VV | Telephone, wall mounted, 1 line.
F0210 | Chair, Side, Without Arms | 16 | VV | Upholstered side chair approximately 32" high X 19" wide X 23" deep with floor glides. Seat is non-tilting and without arms.
F0795 | Table, Dining | 4 | VV | Dining table. Round 42" diameter or square 42" X 42". Used in dining facilities and can comfortably seat up to four (4) persons.
F3200 | Clock, Battery, 12" Diameter | 1 | VV | Clock, 12" diameter. Round surface, easy to read numbers with sweep second hand. Wall mounted unit for use when impractical to install a fully synchronized clock system. Battery operated, (batteries not included).
18 - RSH31 - 10-Resident House Resident Kitchen, Sml Hs | 18 - RSH31 - 10-Resident House Resident Kitchen, Sml Hs | 18 - RSH31 - 10-Resident House Resident Kitchen, Sml Hs | 18 - RSH31 - 10-Resident House Resident Kitchen, Sml Hs | 18 - RSH31 - 10-Resident House Resident Kitchen, Sml Hs
JSN | NAME | QTY | ACQ | DESCRIPTION
A5075 | Dispenser, Soap, Disposable | 2 | VV | Disposable soap dispenser. One-handed dispensing operation. Designed to accommodate disposable soap cartridge and valve.
A5080 | Dispenser, Paper Towel, SS, Surface Mounted | 2 | CC | A surface mounted, satin finish stainless steel, single-fold, paper towel dispenser. Dispenser features: tumbler lock; front hinged at bottom; and refill indicator slot. Minimum capacity 400 single-fold paper towels. For general purpose use throughout the facility.
A6135 | Shutter, Roll, CRS, With Hood | 1 | CC | Coiling counter shutters require very little headroom and side room and can be easily concealed in the surrounding structure. These units are used for small openings or openings above counter tops. They are designed primarily for security and are available in aluminum, stainless steel or painted galvanized steel. Counter shutters can be operated manually (push-up), hand cranked or motorized. Nominal size used for pricing, 48â€ high x 120" wide.
C02C0 | Cabinet, U/C/B, 1 Shelf, 1 Drawer, 1 DO, 36x24x22 | 1 | CC | Standing height under counter base cabinet with an adjustable shelf and a full width drawer above a solid right or left-hinged door (appropriate door hinge configuration to be indicated on equipment elevation drawings). Also referred to as a combination cabinet or a drawer and cupboard cabinet. For general purpose use throughout the facility.
C02D0 | Cabinet, U/C/B, 4 Drawer, 36x24x22 | 1 | CC | Standing height under counter base cabinet with four full width drawers of equal height. Also referred to as a drawer cabinet. For general purpose use throughout the facility.
C04J0 | Cabinet, U/C/B, 8 Half Drawer, 36x36x22 | 1 | CC | Standing height under counter base cabinet with eight half width drawers of equal height. Also referred to as a drawer cabinet. For general purpose use throughout the facility.
C05P0 | Cabinet, Sink, U/C/B, 2 Door, 36x48x22 | 1 | CC | Standing height under counter base sink cabinet with solid hinged doors. Also referred to as a double-door sink cabinet. For general purpose use throughout the facility where a sink is to be used. Coordinate actual clear cabinet dimension with the actual outside dimension of sink that is specified to ensure that they are compatible.
CB020 | Cabinet, W/H, 2 Shelf, 1 DO, Sloping Top, 38x24x13 | 1 | CC | Wall hung cabinet with two adjustable shelves, solid right or left-hinged door (appropriate door hinge configuration to be indicated on equipment elevation drawings), and sloping top. Also referred to as a solid hinged single door case. For general purpose use throughout the facility.
CS230 | Sink, SS, Double Compartment, 10x14x16 ID | 1 | CC | Double compartment stainless steel sink, drop-in, self-rimming, ledge-type, connected with a drain and provided with a mixing faucet. It shall also be provided with pre-punched fixture holes on 4" center, integral back ledge to accommodate deck-mounted fixtures, brushed/polished interior and top surfaces, and sound deadened. Recommended for use in suspended or U/C/B sink cabinets having a high plastic laminate or Chemsurf laminate countertop/work surface. Coordinate actual outside sink dimensions with the actual clear dimension of cabinet specified to ensure that they are compatible. For general purpose use throughout the facility.
CT020 | Countertop, Solid Surface | 1 | CC | A solid, nonporous countertop with a smooth seamless appearance. Easy to clean and maintain and with proper cleaning does not support the growth of mold. An acrylic-based solid surface product. Standard thickness of 1", and a 4" butt backsplash/curb. Also referred to as a work surface or work top. Available in a choice of colors and depths. Used in lab and other hospital areas requiring optimum physical and chemical resisting properties.
F3200 | Clock, Battery, 12" Diameter | 1 | VV | Clock, 12" diameter. Round surface, easy to read numbers with sweep second hand. Wall mounted unit for use when impractical to install a fully synchronized clock system. Battery operated, (batteries not included).
K3401 | Hood, Exhaust, Non-Commercial | 1 | CC | The exhaust hood shall be designed for installation and general use over an electric range. It shall have as a minimum; an exhaust capacity of 160 CFM, two fan speeds, a work light and removable grease filters.
K4500 | Stove, Household, 4 Burner, w/Oven, Electric | 1 | CC | Electric household range with four burner stove and oven. Gas models are available. This unit is used in rehabilitation settings to teach daily living skills to patients.
K4665 | Oven, Microwave, Consumer | 1 | VV | Counter mounted microwave oven for average duty use. The exterior cabinet can be metal or heavy duty impact resistant plastic. The oven delivers instant energy for rapid heating, defrosting or prime cooking. The oven has touch pad controls, digital timer, power level selector and preprogrammed selectors for commonly cooked items. This oven is commonly found in staff lounges.
P2100 | Disposal, Garbage, 2 HP Motor | 1 | CC | Garbage disposal. A two (2) horsepower versatile waste disposal unit suitable for facilities where 500 to 1000 meals are prepared and served daily. Requires eight (8) gallons per minute water flow rate, and outlet flange tapped for a two (2) inch pipe. Unit will have a manual reversing switch and shall comply with MIL SPEC No. MIL-G-15840. Multiple electrical configurations are available.
R7250 | Refrigerator/Freezer, 20 Cubic Feet | 1 | VV | Refrigerator/freezer unit. This type unit includes a food saver system that helps keep food fresher. It also includes roll out wheels and is equipped for an optional automatic icemaker. This unit is of commercial or residential design and use.
19 - RSH31 - 12-Resident House Resident Kitchen, Sml Hs | 19 - RSH31 - 12-Resident House Resident Kitchen, Sml Hs | 19 - RSH31 - 12-Resident House Resident Kitchen, Sml Hs | 19 - RSH31 - 12-Resident House Resident Kitchen, Sml Hs | 19 - RSH31 - 12-Resident House Resident Kitchen, Sml Hs
JSN | NAME | QTY | ACQ | DESCRIPTION
A5075 | Dispenser, Soap, Disposable | 2 | VV | Disposable soap dispenser. One-handed dispensing operation. Designed to accommodate disposable soap cartridge and valve.
A5080 | Dispenser, Paper Towel, SS, Surface Mounted | 2 | CC | A surface mounted, satin finish stainless steel, single-fold, paper towel dispenser. Dispenser features: tumbler lock; front hinged at bottom; and refill indicator slot. Minimum capacity 400 single-fold paper towels. For general purpose use throughout the facility.
A6135 | Shutter, Roll, CRS, With Hood | 1 | CC | Coiling counter shutters require very little headroom and side room and can be easily concealed in the surrounding structure. These units are used for small openings or openings above counter tops. They are designed primarily for security and are available in aluminum, stainless steel or painted galvanized steel. Counter shutters can be operated manually (push-up), hand cranked or motorized. Nominal size used for pricing, 48â€ high x 120" wide.
C02C0 | Cabinet, U/C/B, 1 Shelf, 1 Drawer, 1 DO, 36x24x22 | 1 | CC | Standing height under counter base cabinet with an adjustable shelf and a full width drawer above a solid right or left-hinged door (appropriate door hinge configuration to be indicated on equipment elevation drawings). Also referred to as a combination cabinet or a drawer and cupboard cabinet. For general purpose use throughout the facility.
C02D0 | Cabinet, U/C/B, 4 Drawer, 36x24x22 | 1 | CC | Standing height under counter base cabinet with four full width drawers of equal height. Also referred to as a drawer cabinet. For general purpose use throughout the facility.
C04J0 | Cabinet, U/C/B, 8 Half Drawer, 36x36x22 | 1 | CC | Standing height under counter base cabinet with eight half width drawers of equal height. Also referred to as a drawer cabinet. For general purpose use throughout the facility.
C05P0 | Cabinet, Sink, U/C/B, 2 Door, 36x48x22 | 1 | CC | Standing height under counter base sink cabinet with solid hinged doors. Also referred to as a double-door sink cabinet. For general purpose use throughout the facility where a sink is to be used. Coordinate actual clear cabinet dimension with the actual outside dimension of sink that is specified to ensure that they are compatible.
CB020 | Cabinet, W/H, 2 Shelf, 1 DO, Sloping Top, 38x24x13 | 1 | CC | Wall hung cabinet with two adjustable shelves, solid right or left-hinged door (appropriate door hinge configuration to be indicated on equipment elevation drawings), and sloping top. Also referred to as a solid hinged single door case. For general purpose use throughout the facility.
CS230 | Sink, SS, Double Compartment, 10x14x16 ID | 1 | CC | Double compartment stainless steel sink, drop-in, self-rimming, ledge-type, connected with a drain and provided with a mixing faucet. It shall also be provided with pre-punched fixture holes on 4" center, integral back ledge to accommodate deck-mounted fixtures, brushed/polished interior and top surfaces, and sound deadened. Recommended for use in suspended or U/C/B sink cabinets having a high plastic laminate or Chemsurf laminate countertop/work surface. Coordinate actual outside sink dimensions with the actual clear dimension of cabinet specified to ensure that they are compatible. For general purpose use throughout the facility.
CT020 | Countertop, Solid Surface | 1 | CC | A solid, nonporous countertop with a smooth seamless appearance. Easy to clean and maintain and with proper cleaning does not support the growth of mold. An acrylic-based solid surface product. Standard thickness of 1", and a 4" butt backsplash/curb. Also referred to as a work surface or work top. Available in a choice of colors and depths. Used in lab and other hospital areas requiring optimum physical and chemical resisting properties.
F3200 | Clock, Battery, 12" Diameter | 1 | VV | Clock, 12" diameter. Round surface, easy to read numbers with sweep second hand. Wall mounted unit for use when impractical to install a fully synchronized clock system. Battery operated, (batteries not included).
K3401 | Hood, Exhaust, Non-Commercial | 1 | CC | The exhaust hood shall be designed for installation and general use over an electric range. It shall have as a minimum; an exhaust capacity of 160 CFM, two fan speeds, a work light and removable grease filters.
K4500 | Stove, Household, 4 Burner, w/Oven, Electric | 1 | CC | Electric household range with four burner stove and oven. Gas models are available. This unit is used in rehabilitation settings to teach daily living skills to patients.
K4665 | Oven, Microwave, Consumer | 1 | VV | Counter mounted microwave oven for average duty use. The exterior cabinet can be metal or heavy duty impact resistant plastic. The oven delivers instant energy for rapid heating, defrosting or prime cooking. The oven has touch pad controls, digital timer, power level selector and preprogrammed selectors for commonly cooked items. This oven is commonly found in staff lounges.
P2100 | Disposal, Garbage, 2 HP Motor | 1 | CC | Garbage disposal. A two (2) horsepower versatile waste disposal unit suitable for facilities where 500 to 1000 meals are prepared and served daily. Requires eight (8) gallons per minute water flow rate, and outlet flange tapped for a two (2) inch pipe. Unit will have a manual reversing switch and shall comply with MIL SPEC No. MIL-G-15840. Multiple electrical configurations are available.
R7250 | Refrigerator/Freezer, 20 Cubic Feet | 1 | VV | Refrigerator/freezer unit. This type unit includes a food saver system that helps keep food fresher. It also includes roll out wheels and is equipped for an optional automatic icemaker. This unit is of commercial or residential design and use.
20 - RSH31 - 14-Resident House Resident Kitchen, Sml Hs | 20 - RSH31 - 14-Resident House Resident Kitchen, Sml Hs | 20 - RSH31 - 14-Resident House Resident Kitchen, Sml Hs | 20 - RSH31 - 14-Resident House Resident Kitchen, Sml Hs | 20 - RSH31 - 14-Resident House Resident Kitchen, Sml Hs
JSN | NAME | QTY | ACQ | DESCRIPTION
A5075 | Dispenser, Soap, Disposable | 2 | VV | Disposable soap dispenser. One-handed dispensing operation. Designed to accommodate disposable soap cartridge and valve.
A5080 | Dispenser, Paper Towel, SS, Surface Mounted | 2 | CC | A surface mounted, satin finish stainless steel, single-fold, paper towel dispenser. Dispenser features: tumbler lock; front hinged at bottom; and refill indicator slot. Minimum capacity 400 single-fold paper towels. For general purpose use throughout the facility.
A6135 | Shutter, Roll, CRS, With Hood | 1 | CC | Coiling counter shutters require very little headroom and side room and can be easily concealed in the surrounding structure. These units are used for small openings or openings above counter tops. They are designed primarily for security and are available in aluminum, stainless steel or painted galvanized steel. Counter shutters can be operated manually (push-up), hand cranked or motorized. Nominal size used for pricing, 48â€ high x 120" wide.
C02C0 | Cabinet, U/C/B, 1 Shelf, 1 Drawer, 1 DO, 36x24x22 | 1 | CC | Standing height under counter base cabinet with an adjustable shelf and a full width drawer above a solid right or left-hinged door (appropriate door hinge configuration to be indicated on equipment elevation drawings). Also referred to as a combination cabinet or a drawer and cupboard cabinet. For general purpose use throughout the facility.
C02D0 | Cabinet, U/C/B, 4 Drawer, 36x24x22 | 1 | CC | Standing height under counter base cabinet with four full width drawers of equal height. Also referred to as a drawer cabinet. For general purpose use throughout the facility.
C04J0 | Cabinet, U/C/B, 8 Half Drawer, 36x36x22 | 1 | CC | Standing height under counter base cabinet with eight half width drawers of equal height. Also referred to as a drawer cabinet. For general purpose use throughout the facility.
C05P0 | Cabinet, Sink, U/C/B, 2 Door, 36x48x22 | 1 | CC | Standing height under counter base sink cabinet with solid hinged doors. Also referred to as a double-door sink cabinet. For general purpose use throughout the facility where a sink is to be used. Coordinate actual clear cabinet dimension with the actual outside dimension of sink that is specified to ensure that they are compatible.
CB020 | Cabinet, W/H, 2 Shelf, 1 DO, Sloping Top, 38x24x13 | 1 | CC | Wall hung cabinet with two adjustable shelves, solid right or left-hinged door (appropriate door hinge configuration to be indicated on equipment elevation drawings), and sloping top. Also referred to as a solid hinged single door case. For general purpose use throughout the facility.
CS230 | Sink, SS, Double Compartment, 10x14x16 ID | 1 | CC | Double compartment stainless steel sink, drop-in, self-rimming, ledge-type, connected with a drain and provided with a mixing faucet. It shall also be provided with pre-punched fixture holes on 4" center, integral back ledge to accommodate deck-mounted fixtures, brushed/polished interior and top surfaces, and sound deadened. Recommended for use in suspended or U/C/B sink cabinets having a high plastic laminate or Chemsurf laminate countertop/work surface. Coordinate actual outside sink dimensions with the actual clear dimension of cabinet specified to ensure that they are compatible. For general purpose use throughout the facility.
CT020 | Countertop, Solid Surface | 1 | CC | A solid, nonporous countertop with a smooth seamless appearance. Easy to clean and maintain and with proper cleaning does not support the growth of mold. An acrylic-based solid surface product. Standard thickness of 1", and a 4" butt backsplash/curb. Also referred to as a work surface or work top. Available in a choice of colors and depths. Used in lab and other hospital areas requiring optimum physical and chemical resisting properties.
F3200 | Clock, Battery, 12" Diameter | 1 | VV | Clock, 12" diameter. Round surface, easy to read numbers with sweep second hand. Wall mounted unit for use when impractical to install a fully synchronized clock system. Battery operated, (batteries not included).
K3401 | Hood, Exhaust, Non-Commercial | 1 | CC | The exhaust hood shall be designed for installation and general use over an electric range. It shall have as a minimum; an exhaust capacity of 160 CFM, two fan speeds, a work light and removable grease filters.
K4500 | Stove, Household, 4 Burner, w/Oven, Electric | 1 | CC | Electric household range with four burner stove and oven. Gas models are available. This unit is used in rehabilitation settings to teach daily living skills to patients.
K4665 | Oven, Microwave, Consumer | 1 | VV | Counter mounted microwave oven for average duty use. The exterior cabinet can be metal or heavy duty impact resistant plastic. The oven delivers instant energy for rapid heating, defrosting or prime cooking. The oven has touch pad controls, digital timer, power level selector and preprogrammed selectors for commonly cooked items. This oven is commonly found in staff lounges.
P2100 | Disposal, Garbage, 2 HP Motor | 1 | CC | Garbage disposal. A two (2) horsepower versatile waste disposal unit suitable for facilities where 500 to 1000 meals are prepared and served daily. Requires eight (8) gallons per minute water flow rate, and outlet flange tapped for a two (2) inch pipe. Unit will have a manual reversing switch and shall comply with MIL SPEC No. MIL-G-15840. Multiple electrical configurations are available.
R7250 | Refrigerator/Freezer, 20 Cubic Feet | 1 | VV | Refrigerator/freezer unit. This type unit includes a food saver system that helps keep food fresher. It also includes roll out wheels and is equipped for an optional automatic icemaker. This unit is of commercial or residential design and use.
21 - RSH36 - 10 / 12-Resident House Resident Pantry, Sml Hs | 21 - RSH36 - 10 / 12-Resident House Resident Pantry, Sml Hs | 21 - RSH36 - 10 / 12-Resident House Resident Pantry, Sml Hs | 21 - RSH36 - 10 / 12-Resident House Resident Pantry, Sml Hs | 21 - RSH36 - 10 / 12-Resident House Resident Pantry, Sml Hs
JSN | NAME | QTY | ACQ | DESCRIPTION
A1010 | Telecommunication Outlet | 1 | CC | Telecommunication outlet location.
A1014 | Telephone, Wall Mounted, 1 Line, With Speaker | 1 | VV | Telephone, wall mounted, 1 line, with speaker.
M2055 | Shelving, Storage, Wire, CRS, w/Adjustable Shelves | 4 | VV | Stationary, wire, shelving unit. Unit has fully adjustable shelves constructed of stainless steel. For use in general purpose storage areas. Shelving is provided in various sizes and configurations. Price provided is for a unit approximately 74"H x 18"D x 48"W with four shelves.
22 - RSH36 - 14-Resident House Resident Pantry, Sml Hs | 22 - RSH36 - 14-Resident House Resident Pantry, Sml Hs | 22 - RSH36 - 14-Resident House Resident Pantry, Sml Hs | 22 - RSH36 - 14-Resident House Resident Pantry, Sml Hs | 22 - RSH36 - 14-Resident House Resident Pantry, Sml Hs
JSN | NAME | QTY | ACQ | DESCRIPTION
A1010 | Telecommunication Outlet | 1 | CC | Telecommunication outlet location.
A1014 | Telephone, Wall Mounted, 1 Line, With Speaker | 1 | VV | Telephone, wall mounted, 1 line, with speaker.
M2055 | Shelving, Storage, Wire, CRS, w/Adjustable Shelves | 4 | VV | Stationary, wire, shelving unit. Unit has fully adjustable shelves constructed of stainless steel. For use in general purpose storage areas. Shelving is provided in various sizes and configurations. Price provided is for a unit approximately 74"H x 18"D x 48"W with four shelves.
23 - SC075 - Sml Hs 10 / 12-Resident Kitchen Housekeeping Closet, Clncl Sprt | 23 - SC075 - Sml Hs 10 / 12-Resident Kitchen Housekeeping Closet, Clncl Sprt | 23 - SC075 - Sml Hs 10 / 12-Resident Kitchen Housekeeping Closet, Clncl Sprt | 23 - SC075 - Sml Hs 10 / 12-Resident Kitchen Housekeeping Closet, Clncl Sprt | 23 - SC075 - Sml Hs 10 / 12-Resident Kitchen Housekeeping Closet, Clncl Sprt
JSN | NAME | QTY | ACQ | DESCRIPTION
M2080 | Shelving, Storage, Solid, CRS, w/Adjustable Shelves | 1 | VV | Stationary, solid, shelving unit. Unit has fully adjustable shelves constructed of solid stainless steel. For use in general purpose storage areas. Shelving is provided in various sizes and configurations. Price provided is for a unit approximately 76"H x 18"D x 48"W with four shelves.
24 - SC075 - Sml Hs 14-Resident Kitchen Housekeeping Closet, Clncl Sprt | 24 - SC075 - Sml Hs 14-Resident Kitchen Housekeeping Closet, Clncl Sprt | 24 - SC075 - Sml Hs 14-Resident Kitchen Housekeeping Closet, Clncl Sprt | 24 - SC075 - Sml Hs 14-Resident Kitchen Housekeeping Closet, Clncl Sprt | 24 - SC075 - Sml Hs 14-Resident Kitchen Housekeeping Closet, Clncl Sprt
JSN | NAME | QTY | ACQ | DESCRIPTION
M2080 | Shelving, Storage, Solid, CRS, w/Adjustable Shelves | 1 | VV | Stationary, solid, shelving unit. Unit has fully adjustable shelves constructed of solid stainless steel. For use in general purpose storage areas. Shelving is provided in various sizes and configurations. Price provided is for a unit approximately 76"H x 18"D x 48"W with four shelves.
25 - RSH38 - 10-Resident House Den, Sml Hs | 25 - RSH38 - 10-Resident House Den, Sml Hs | 25 - RSH38 - 10-Resident House Den, Sml Hs | 25 - RSH38 - 10-Resident House Den, Sml Hs | 25 - RSH38 - 10-Resident House Den, Sml Hs
JSN | NAME | QTY | ACQ | DESCRIPTION
A1010 | Telecommunication Outlet | 2 | CC | Telecommunication outlet location.
A1012 | Telephone, Wall Mounted, 1 Line | 1 | VV | Telephone, wall mounted, 1 line.
A5185 | Track, Drapery, Ceil/Wall Mntd, Sngl Channel Cord | 1 | VV | Ceiling or wall mounted single channel cord drapery track. Adjustable with mounted brackets and slides. Dimensions and shape as required. Unit consists of a thick extruded aluminum track. Equipped with self-lubricating carriers, beaded drop chain, hooks, removable end caps, and curtain. Designed to be suspended around patient areas where privacy is needed. Price listed is per foot of the track, curtains to be priced per quote.
A5210 | Bracket, Television, Wall Mounted, w/Adjust Arm | 1 | VV | Wall mounted television bracket with adjustable arm. Consists of movable arm with minimum 120 degree swivel. Designed for holding wall mounted, flat panel television units in patient rooms.
A5220 | Bracket, Television, Wall Backing | 1 | CC | Wall mounted television bracket backing which provides additional support and strength for the installation of the television bracket. Option available for interior or exterior plate and sized for 12â€ 16â€ or 24â€ stud spacing.
A6046 | Artwork, Decorative, With Frame | 2 | VV | This JSN is to be used for determining and defining location of decorative artwork.
A6305 | Drapes, Pair | 1 | VV | This JSN is to be used for determining and defining the location of drapes. Fabric to be flame retardant, variable colors and patterns with backing. Price based on a pair of drapes for a window approximately 36" W X 60" H.
F0115 | Bookcase, Open, 5 Shelf | 1 | VV | Freestanding open shelf bookcase, approximately 82" high X 37" wide X 18" deep with 5 (five) adjustable shelves. Unit can be separate or part of a system with available add-on shelving.
F0205 | Chair, Side With Arms | 1 | VV | Upholstered side chair, 32" high X 21" wide X 23" deep with arms, padded seats and padded backs. Seat height is a minimum of 17". Available with or without sled base.
F0210 | Chair, Side, Without Arms | 1 | VV | Upholstered side chair approximately 32" high X 19" wide X 23" deep with floor glides. Seat is non-tilting and without arms.
F0225 | Chair, Dining Room | 4 | VV | Dining room chair with glides. Chair has straight legs with cushioned cloth or vinyl seat.
F0255 | Chair, Easy | 4 | VV | Easy chair approximately 35" high X 28" wide X 32" deep with arms and floor glides. Arms, back and seat are foam padded and upholstered in woven textile fabric or vinyl.
F0280 | Chair, Swivel, Low Back | 1 | VV | Low back contemporary swivel chair, 37" high X 25" wide X 31" deep with a five (5) caster swivel base, arms and foam padded seat and back upholstered with either woven textile fabric or vinyl.
F0375 | Sofa, Upholstered | 1 | VV | Executive sofa with woven fabric textile or vinyl upholstery, foam padded arms, steel spring and foam rubber backs and seats, and floor glides.
F0735 | Table, Coffee | 1 | VV | Coffee table, approximately 18" high X 52" wide X 24" deep.
F0740 | Table, Occasional, Lamp | 2 | VV | Occasional lamp table (end table) approximately 20" high X 27" wide X 27" deep with choice of finishes (wood, oak veneer, or high pressure laminate).
F0795 | Table, Dining | 1 | VV | Dining table. Round 42" diameter or square 42" X 42". Used in dining facilities and can comfortably seat up to four (4) persons.
F0820 | Table, Office, Round | 1 | VV | Round office table, approximately 29" high X 42" diameter.
F2000 | Basket, Wastepaper, Fire Resistant | 1 | VV | Wastepaper basket, fire resistant, approximately 40 quart capacity. This unit is used to collect and temporarily store small quantities of paper refuse in patient rooms, administrative areas and nursing stations. Size and shape varies depending on the application and manufacturer selected.
F2305 | Rack, Magazine, F/S | 1 | VV | Free standing magazine rack. Used to display publications in offices, lobbies, and waiting areas.
F2420 | Lamp, Table, With Shade | 2 | VV | Table lamp, 27-34" high X 6" wide X 6" deep with linen shade. Convenience outlet required at point of use.
F3010 | Board, Bulletin, 48 x 48 | 1 | VV | Open face bulletin board. Cork posting panel with moisture proof backing. Variety of frames to choose from. Used for posting notes and messages.
F3200 | Clock, Battery, 12" Diameter | 1 | VV | Clock, 12" diameter. Round surface, easy to read numbers with sweep second hand. Wall mounted unit for use when impractical to install a fully synchronized clock system. Battery operated, (batteries not included).
M0510 | TV/DVD Combination | 1 | VV | TV/DVD Combination with Remote Control, The unit shall have the following minimum features: Front end audio/video/earphone inputs jacks, on screen menu display, HDTV and digital tuning capability, and video tracking adjustment capability.
M0515 | Television, HD, 40" Class | 1 | VV | High definition (HDTV) multimedia flat panel LED 40" class display television. The TV will have a 16:9 wide screen aspect ratio, minimum of 1920 x 1080 display resolution, digital tuner, minimum refresh rate of 60Hz, minimum of two HDMI ports and 1 USB port ENERGY STAR certified.
26 - RSH38 - 12-Resident House Den, Sml Hs | 26 - RSH38 - 12-Resident House Den, Sml Hs | 26 - RSH38 - 12-Resident House Den, Sml Hs | 26 - RSH38 - 12-Resident House Den, Sml Hs | 26 - RSH38 - 12-Resident House Den, Sml Hs
JSN | NAME | QTY | ACQ | DESCRIPTION
A1010 | Telecommunication Outlet | 2 | CC | Telecommunication outlet location.
A1012 | Telephone, Wall Mounted, 1 Line | 1 | VV | Telephone, wall mounted, 1 line.
A5185 | Track, Drapery, Ceil/Wall Mntd, Sngl Channel Cord | 1 | VV | Ceiling or wall mounted single channel cord drapery track. Adjustable with mounted brackets and slides. Dimensions and shape as required. Unit consists of a thick extruded aluminum track. Equipped with self-lubricating carriers, beaded drop chain, hooks, removable end caps, and curtain. Designed to be suspended around patient areas where privacy is needed. Price listed is per foot of the track, curtains to be priced per quote.
A5210 | Bracket, Television, Wall Mounted, w/Adjust Arm | 1 | VV | Wall mounted television bracket with adjustable arm. Consists of movable arm with minimum 120 degree swivel. Designed for holding wall mounted, flat panel television units in patient rooms.
A5220 | Bracket, Television, Wall Backing | 1 | CC | Wall mounted television bracket backing which provides additional support and strength for the installation of the television bracket. Option available for interior or exterior plate and sized for 12â€ 16â€ or 24â€ stud spacing.
A6046 | Artwork, Decorative, With Frame | 2 | VV | This JSN is to be used for determining and defining location of decorative artwork.
A6305 | Drapes, Pair | 1 | VV | This JSN is to be used for determining and defining the location of drapes. Fabric to be flame retardant, variable colors and patterns with backing. Price based on a pair of drapes for a window approximately 36" W X 60" H.
F0115 | Bookcase, Open, 5 Shelf | 1 | VV | Freestanding open shelf bookcase, approximately 82" high X 37" wide X 18" deep with 5 (five) adjustable shelves. Unit can be separate or part of a system with available add-on shelving.
F0205 | Chair, Side With Arms | 1 | VV | Upholstered side chair, 32" high X 21" wide X 23" deep with arms, padded seats and padded backs. Seat height is a minimum of 17". Available with or without sled base.
F0210 | Chair, Side, Without Arms | 1 | VV | Upholstered side chair approximately 32" high X 19" wide X 23" deep with floor glides. Seat is non-tilting and without arms.
F0225 | Chair, Dining Room | 4 | VV | Dining room chair with glides. Chair has straight legs with cushioned cloth or vinyl seat.
F0255 | Chair, Easy | 4 | VV | Easy chair approximately 35" high X 28" wide X 32" deep with arms and floor glides. Arms, back and seat are foam padded and upholstered in woven textile fabric or vinyl.
F0280 | Chair, Swivel, Low Back | 1 | VV | Low back contemporary swivel chair, 37" high X 25" wide X 31" deep with a five (5) caster swivel base, arms and foam padded seat and back upholstered with either woven textile fabric or vinyl.
F0375 | Sofa, Upholstered | 1 | VV | Executive sofa with woven fabric textile or vinyl upholstery, foam padded arms, steel spring and foam rubber backs and seats, and floor glides.
F0735 | Table, Coffee | 1 | VV | Coffee table, approximately 18" high X 52" wide X 24" deep.
F0740 | Table, Occasional, Lamp | 2 | VV | Occasional lamp table (end table) approximately 20" high X 27" wide X 27" deep with choice of finishes (wood, oak veneer, or high pressure laminate).
F0795 | Table, Dining | 1 | VV | Dining table. Round 42" diameter or square 42" X 42". Used in dining facilities and can comfortably seat up to four (4) persons.
F0820 | Table, Office, Round | 1 | VV | Round office table, approximately 29" high X 42" diameter.
F2000 | Basket, Wastepaper, Fire Resistant | 1 | VV | Wastepaper basket, fire resistant, approximately 40 quart capacity. This unit is used to collect and temporarily store small quantities of paper refuse in patient rooms, administrative areas and nursing stations. Size and shape varies depending on the application and manufacturer selected.
F2305 | Rack, Magazine, F/S | 1 | VV | Free standing magazine rack. Used to display publications in offices, lobbies, and waiting areas.
F2420 | Lamp, Table, With Shade | 2 | VV | Table lamp, 27-34" high X 6" wide X 6" deep with linen shade. Convenience outlet required at point of use.
F3010 | Board, Bulletin, 48 x 48 | 1 | VV | Open face bulletin board. Cork posting panel with moisture proof backing. Variety of frames to choose from. Used for posting notes and messages.
F3200 | Clock, Battery, 12" Diameter | 1 | VV | Clock, 12" diameter. Round surface, easy to read numbers with sweep second hand. Wall mounted unit for use when impractical to install a fully synchronized clock system. Battery operated, (batteries not included).
M0510 | TV/DVD Combination | 1 | VV | TV/DVD Combination with Remote Control, The unit shall have the following minimum features: Front end audio/video/earphone inputs jacks, on screen menu display, HDTV and digital tuning capability, and video tracking adjustment capability.
M0515 | Television, HD, 40" Class | 1 | VV | High definition (HDTV) multimedia flat panel LED 40" class display television. The TV will have a 16:9 wide screen aspect ratio, minimum of 1920 x 1080 display resolution, digital tuner, minimum refresh rate of 60Hz, minimum of two HDMI ports and 1 USB port ENERGY STAR certified.
27 - RSH38 - 14-Resident House Den, Sml Hs | 27 - RSH38 - 14-Resident House Den, Sml Hs | 27 - RSH38 - 14-Resident House Den, Sml Hs | 27 - RSH38 - 14-Resident House Den, Sml Hs | 27 - RSH38 - 14-Resident House Den, Sml Hs
JSN | NAME | QTY | ACQ | DESCRIPTION
A1010 | Telecommunication Outlet | 2 | CC | Telecommunication outlet location.
A1012 | Telephone, Wall Mounted, 1 Line | 1 | VV | Telephone, wall mounted, 1 line.
A5185 | Track, Drapery, Ceil/Wall Mntd, Sngl Channel Cord | 1 | VV | Ceiling or wall mounted single channel cord drapery track. Adjustable with mounted brackets and slides. Dimensions and shape as required. Unit consists of a thick extruded aluminum track. Equipped with self-lubricating carriers, beaded drop chain, hooks, removable end caps, and curtain. Designed to be suspended around patient areas where privacy is needed. Price listed is per foot of the track, curtains to be priced per quote.
A5210 | Bracket, Television, Wall Mounted, w/Adjust Arm | 1 | VV | Wall mounted television bracket with adjustable arm. Consists of movable arm with minimum 120 degree swivel. Designed for holding wall mounted, flat panel television units in patient rooms.
A5220 | Bracket, Television, Wall Backing | 1 | CC | Wall mounted television bracket backing which provides additional support and strength for the installation of the television bracket. Option available for interior or exterior plate and sized for 12â€ 16â€ or 24â€ stud spacing.
A6046 | Artwork, Decorative, With Frame | 2 | VV | This JSN is to be used for determining and defining location of decorative artwork.
A6305 | Drapes, Pair | 1 | VV | This JSN is to be used for determining and defining the location of drapes. Fabric to be flame retardant, variable colors and patterns with backing. Price based on a pair of drapes for a window approximately 36" W X 60" H.
F0115 | Bookcase, Open, 5 Shelf | 1 | VV | Freestanding open shelf bookcase, approximately 82" high X 37" wide X 18" deep with 5 (five) adjustable shelves. Unit can be separate or part of a system with available add-on shelving.
F0205 | Chair, Side With Arms | 1 | VV | Upholstered side chair, 32" high X 21" wide X 23" deep with arms, padded seats and padded backs. Seat height is a minimum of 17". Available with or without sled base.
F0210 | Chair, Side, Without Arms | 1 | VV | Upholstered side chair approximately 32" high X 19" wide X 23" deep with floor glides. Seat is non-tilting and without arms.
F0225 | Chair, Dining Room | 4 | VV | Dining room chair with glides. Chair has straight legs with cushioned cloth or vinyl seat.
F0255 | Chair, Easy | 4 | VV | Easy chair approximately 35" high X 28" wide X 32" deep with arms and floor glides. Arms, back and seat are foam padded and upholstered in woven textile fabric or vinyl.
F0280 | Chair, Swivel, Low Back | 1 | VV | Low back contemporary swivel chair, 37" high X 25" wide X 31" deep with a five (5) caster swivel base, arms and foam padded seat and back upholstered with either woven textile fabric or vinyl.
F0375 | Sofa, Upholstered | 1 | VV | Executive sofa with woven fabric textile or vinyl upholstery, foam padded arms, steel spring and foam rubber backs and seats, and floor glides.
F0735 | Table, Coffee | 1 | VV | Coffee table, approximately 18" high X 52" wide X 24" deep.
F0740 | Table, Occasional, Lamp | 2 | VV | Occasional lamp table (end table) approximately 20" high X 27" wide X 27" deep with choice of finishes (wood, oak veneer, or high pressure laminate).
F0795 | Table, Dining | 1 | VV | Dining table. Round 42" diameter or square 42" X 42". Used in dining facilities and can comfortably seat up to four (4) persons.
F0820 | Table, Office, Round | 1 | VV | Round office table, approximately 29" high X 42" diameter.
F2000 | Basket, Wastepaper, Fire Resistant | 1 | VV | Wastepaper basket, fire resistant, approximately 40 quart capacity. This unit is used to collect and temporarily store small quantities of paper refuse in patient rooms, administrative areas and nursing stations. Size and shape varies depending on the application and manufacturer selected.
F2305 | Rack, Magazine, F/S | 1 | VV | Free standing magazine rack. Used to display publications in offices, lobbies, and waiting areas.
F2420 | Lamp, Table, With Shade | 2 | VV | Table lamp, 27-34" high X 6" wide X 6" deep with linen shade. Convenience outlet required at point of use.
F3010 | Board, Bulletin, 48 x 48 | 1 | VV | Open face bulletin board. Cork posting panel with moisture proof backing. Variety of frames to choose from. Used for posting notes and messages.
F3200 | Clock, Battery, 12" Diameter | 1 | VV | Clock, 12" diameter. Round surface, easy to read numbers with sweep second hand. Wall mounted unit for use when impractical to install a fully synchronized clock system. Battery operated, (batteries not included).
M0510 | TV/DVD Combination | 1 | VV | TV/DVD Combination with Remote Control, The unit shall have the following minimum features: Front end audio/video/earphone inputs jacks, on screen menu display, HDTV and digital tuning capability, and video tracking adjustment capability.
M0515 | Television, HD, 40" Class | 1 | VV | High definition (HDTV) multimedia flat panel LED 40" class display television. The TV will have a 16:9 wide screen aspect ratio, minimum of 1920 x 1080 display resolution, digital tuner, minimum refresh rate of 60Hz, minimum of two HDMI ports and 1 USB port ENERGY STAR certified.
28 - RSH41 - House Resident Laundry Room, Sml Hs | 28 - RSH41 - House Resident Laundry Room, Sml Hs | 28 - RSH41 - House Resident Laundry Room, Sml Hs | 28 - RSH41 - House Resident Laundry Room, Sml Hs | 28 - RSH41 - House Resident Laundry Room, Sml Hs
JSN | NAME | QTY | ACQ | DESCRIPTION
A5075 | Dispenser, Soap, Disposable | 1 | VV | Disposable soap dispenser. One-handed dispensing operation. Designed to accommodate disposable soap cartridge and valve.
A5080 | Dispenser, Paper Towel, SS, Surface Mounted | 1 | CC | A surface mounted, satin finish stainless steel, single-fold, paper towel dispenser. Dispenser features: tumbler lock; front hinged at bottom; and refill indicator slot. Minimum capacity 400 single-fold paper towels. For general purpose use throughout the facility.
A5160 | Shelf, 8" Depth, SS, Surface Mounted | 4 | CC | A surface mounted, satin finish, stainless steel shelf with a minimum depth of 8". Mounting brackets are welded to shelf. Shelf is available in various widths. For general purpose use in scrub areas/rooms or other areas of the facility where a SS shelf is required. Pricing based upon a 36" width.
A5205 | Bar, Towel, 1" Diameter, SS, Surface Mounted | 1 | CC | A surface mounted, satin finish stainless steel, 1" diameter, towel bar. Support posts and flanges are one piece, chrome-plated, cast heavy brass with satin finish. Towel bar shall not rotate within support posts. Available in 18", 24" and 30" widths. For general purpose use in shower or bathtub rooms. Pricing based upon a suggested standard width of 18".
C03A0 | Cabinet, U/C/B, Open, 2 Shelf, 36x30x22 | 1 | CC | Standing height under counter, steel base cabinet, open, with two adjustable shelves. Also referred to as an open cabinet. For general purpose use throughout the facility.
CS090 | Sink, SS, Single Compartment, 7.5x19x16 ID | 1 | CC | Single compartment stainless steel sink, drop-in, self-rimming, ledge-type, connected with a drain and provided with a mixing faucet. It shall also be provided with pre-punched fixture holes on 4" center, integral back ledge to accommodate deck-mounted fixtures, brushed/polished interior and top surfaces, and sound deadened. Recommended for use in suspended or U/C/B sink cabinets having a high plastic laminate or Chemsurf laminate countertop/work surface. Coordinate actual outside sink dimensions with the actual clear dimension of cabinet specified to ensure that they are compatible. For general purpose use throughout the facility.
CT020 | Countertop, Solid Surface | 1 | CC | A solid, nonporous countertop with a smooth seamless appearance. Easy to clean and maintain and with proper cleaning does not support the growth of mold. An acrylic-based solid surface product. Standard thickness of 1", and a 4" butt backsplash/curb. Also referred to as a work surface or work top. Available in a choice of colors and depths. Used in lab and other hospital areas requiring optimum physical and chemical resisting properties.
F0295 | Chair, Stacking | 1 | VV | Stacking chair, approximately 34" H X 21" W X 24" D. May be stacked up to 20 high depending upon the model selected. These chairs are intended primarily as overflow capacity for conference rooms.
F2017 | Waste Receptacle, 24 GAL | 1 | VV | Rectangular steel waste receptacle with step-on lid and 24 gallon capacity. The receptacle is used to collect and temporarily store small quantities of paper refuse. Can be used in restrooms, patient areas, laboratories, pharmacies, etc.
M2300 | Washer, Clothes, Automatic | 2 | VV | Large capacity automatic clothes washer with a heavy duty motor. The unit's control system programs load, cycle time, spin speed, fabric, water level and water temperature. The washer includes a bleach and/or fabric softener dispenser and a filter ring for trapping lint.
M2400 | Dryer, Clothes, Automatic, Electric, Household | 2 | VV | Automatic clothes dryer. Electric unit features automatic sensi-dry control with setting for different kinds of fabrics, timed cycle, removable lint filter, drum interior light and enamel finish.
P1965 | Eyewash, Eye/Face, Sink Mounted, Hands-free | 1 | CC | A sink mounted eyewash station. The unit is designed for emergency eye and face rinsing from soft flow dual spray-heads. The Flow must be activated by the single momentary action and remain on until terminated.
P2451 | Valve, Mixing, Thermostatic, Eyewash | 1 | CC | Emergency tempering valve thermostatically mixes hot and cold water to provide a safe fluid supply for a single emergency eye/face wash with a flow rate of 10 gpm (38.8L)
P8710 | Utility Center, Plumbing Connection | 2 | CC | Plumbing connection utility center, sometimes referred to as a 'GUY GRAY BOX'. This recessed utility center provides for hot and cold water connections and a drain connection at sink and other equipment locations. The utility center includes cutoff valves for the water connections, a plug seal for the drain and an outside cover to provide an aesthetic appearance when connections are no longer required. This center may be installed in locations where no plumbing fixtures are included in a design as a future flexibility device, saving many dollars for later facility modifications to incorporate sinks as functions change.
29 - RSH44 - House Resident Balcony, Sml Hs | 29 - RSH44 - House Resident Balcony, Sml Hs | 29 - RSH44 - House Resident Balcony, Sml Hs | 29 - RSH44 - House Resident Balcony, Sml Hs | 29 - RSH44 - House Resident Balcony, Sml Hs
JSN | NAME | QTY | ACQ | DESCRIPTION
30 - RSH45 - House Resident Patio, Sml Hs | 30 - RSH45 - House Resident Patio, Sml Hs | 30 - RSH45 - House Resident Patio, Sml Hs | 30 - RSH45 - House Resident Patio, Sml Hs | 30 - RSH45 - House Resident Patio, Sml Hs
JSN | NAME | QTY | ACQ | DESCRIPTION
31 - RSH46 - House Resident Garden, Sml Hs | 31 - RSH46 - House Resident Garden, Sml Hs | 31 - RSH46 - House Resident Garden, Sml Hs | 31 - RSH46 - House Resident Garden, Sml Hs | 31 - RSH46 - House Resident Garden, Sml Hs
JSN | NAME | QTY | ACQ | DESCRIPTION
4 - HOUSE SUPPORT AREA | 4 - HOUSE SUPPORT AREA | 4 - HOUSE SUPPORT AREA | 4 - HOUSE SUPPORT AREA | 4 - HOUSE SUPPORT AREA
1 - SV583 - Sml Hs Medication Room, Phrm Svc | 1 - SV583 - Sml Hs Medication Room, Phrm Svc | 1 - SV583 - Sml Hs Medication Room, Phrm Svc | 1 - SV583 - Sml Hs Medication Room, Phrm Svc | 1 - SV583 - Sml Hs Medication Room, Phrm Svc
JSN | NAME | QTY | ACQ | DESCRIPTION
A1010 | Telecommunication Outlet | 2 | CC | Telecommunication outlet location.
A1014 | Telephone, Wall Mounted, 1 Line, With Speaker | 1 | VV | Telephone, wall mounted, 1 line, with speaker.
A5075 | Dispenser, Soap, Disposable | 1 | VV | Disposable soap dispenser. One-handed dispensing operation. Designed to accommodate disposable soap cartridge and valve.
A5077 | Dispenser, Hand Sanitizer, Hands-Free | 1 | VV | A touch free wall-mounted hand sanitizer dispenser. For use throughout a healthcare facility. Unit does not include the sanitizing liquid. Units are battery operated.
A5082 | Dispenser, Paper Towel, Sensor, Hands Free | 1 | CC | A surface mounted, sensor activated, automatic, roll paper towel dispenser. The unit dispenses a paper towel automatically only when hands are place in position below the dispenser for maximum sanitation and hygiene. May include adjustable settings for sheet length, time delay, and sensor range. Unit is battery operated or with optional AC power adapter.
A5107 | Dispenser, Glove, Surgical/Examination, Wall Mntd | 1 | VV | Examination three (Small Medium, Large) glove dispenser box for wall mounting. Fabricated of either cold rolled steel with a white baked enamel finish, plastic or acrylic. Hardware not included, Option 3 powder coated steel.
A5108 | Waste Disposal Unit, Sharps | 1 | VV | A container for collecting and transporting syringes and other sharps for decontamination and disposal. Available in 2 gallon and 8 gallon with locking rotor. Complies with OSHA regulations for handling sharps.
A5145 | Hook, Garment, Double, SS, Surface Mounted | 1 | CC | A surface mounted, satin finish stainless steel, double garment hook. Equipped with a concealed mounting bracket that is secured to a concealed wall plate. For general purpose use throughout the facility to hang various items of apparel.
C03G0 | Cabinet, U/C/B, 2 Shelf, 2 Door, 36x30x22 | 1 | CC | Standing height under counter base cabinet with two adjustable shelves and two solid hinged doors. Also referred to as a cupboard cabinet. For general purpose use throughout the facility.
C04Q0 | Cabinet, ADA Sink, Wall-Mounted | 1 | CC | Wall mounted sink support cabinet for drop-in sink with vertical fascia and angled ADA profile, also referred to as ADA sink cabinet. Removable front panel to permit access to plumbing. Medium density M-3 particle board core construction faced with high pressure vertical grade decorative plastic laminate on exposed surfaces and melamine on semi-exposed and concealed surfaces; plastic laminate edge banding. Includes all attaching hardware including support rail.
CD030 | Cabinet, W/H, 2 Shelf, 2 DO, Sloping Top, 38x30x13 | 2 | CC | Wall hung steel cabinet with two adjustable shelves, solid hinged doors, and sloping top. Also referred to as a solid hinged double door wall case. For general purpose use throughout the facility.
CS070 | Sink, SS, Single Compartment, 7.5x16x16 ID | 1 | CC | Single compartment stainless steel sink, drop-in, self-rimming, ledge-type, connected with a drain and provided with a mixing faucet. It shall also be provided with pre-punched fixture holes on 4" center, integral back ledge to accommodate deck-mounted fixtures, brushed/polished interior and top surfaces, and sound deadened. Recommended for use in suspended or U/C/B sink cabinets having a high plastic laminate or Chemsurf laminate countertop/work surface. Coordinate actual outside sink dimensions with the actual clear dimension of cabinet specified to ensure that they are compatible. For general purpose use throughout the facility.
CT020 | Countertop, Solid Surface | 1 | CC | A solid, nonporous countertop with a smooth seamless appearance. Easy to clean and maintain and with proper cleaning does not support the growth of mold. An acrylic-based solid surface product. Standard thickness of 1", and a 4" butt backsplash/curb. Also referred to as a work surface or work top. Available in a choice of colors and depths. Used in lab and other hospital areas requiring optimum physical and chemical resisting properties.
E0945 | Cart, Computer, Mobile | 1 | VV | A mobile computer cart for use throughout the facility. The cart dimensions will be approximately 45" H x 30" W x 22" D with casters. May include drawers and miscellaneous other accessories that will be determined at time of purchase. This Typical may include: 1 Cart Body, w/Computer Support, Style-A Narrow, w/Raised Edge Top 1 Flip-Up Shelf 1 Sharps Container Holder 1 Wastebasket 1 Chart Holder 2 Drawers, 3"H 2 Drawers, 6"H 3 Accessory Rail, Side Drawer Organizer Bins
F2010 | Basket, Wastepaper, Step-On | 1 | VV | "Step-on" wastepaper basket with inner liner and foot petal activated flip top.
F3050 | Whiteboard, Dry Erase | 1 | VV | Whiteboard unit, approximately 36" H x 48" W consisting of a white porcelain enamel writing surface with an attached chalk tray. Magnetic surface available. Image can be easily removed with a standard chalkboard eraser. For use with water color pens. Unit is ready to hang.
F3200 | Clock, Battery, 12" Diameter | 1 | VV | Clock, 12" diameter. Round surface, easy to read numbers with sweep second hand. Wall mounted unit for use when impractical to install a fully synchronized clock system. Battery operated, (batteries not included).
M1801 | Computer, Microprocessing, w/Flat Panel Monitor | 1 | VV | Desk top microprocessing computer. The unit shall consist of a central processing mini tower, flat panel monitor, keyboard, mouse and speakers. The system shall have the following minimum characteristics: a 2.8 GHz Pentium processor; 512 MB memory; 80GB hard drive; 32/48x CD-ROMDVD combo; 1.44MB network interface card; video 32 MB NVIDIA; a 18 inch flat panel monitor. The computer is used throughout the facility to input, manipulate and retrieve information.
M3150 | Distribution System, Medication, Automatic | 1 | VV | An automated dispensing system that provides controlled dispensing, inventory and security. Size and cost will vary dependent on number of modules selected.
P1965 | Eyewash, Eye/Face, Sink Mounted, Hands-free | 1 | CC | A sink mounted eyewash station. The unit is designed for emergency eye and face rinsing from soft flow dual spray-heads. The Flow must be activated by the single momentary action and remain on until terminated.
R6200 | Refrigerator, U/C or F/S, 5 Cu Ft | 1 | VV | Utility refrigerator approximately 35" H x 24" W x 26" D. The unit has a two tray ice cube cooling system. The refrigerator fits standard architectural dimensions for undercounter installation. The unit is perfect for use in nurses' station, wards, and laboratories, pharmacies or wherever space is limited.
2 - SC052 - Sml Hs Crash Cart Alcove, Clncl Sprt | 2 - SC052 - Sml Hs Crash Cart Alcove, Clncl Sprt | 2 - SC052 - Sml Hs Crash Cart Alcove, Clncl Sprt | 2 - SC052 - Sml Hs Crash Cart Alcove, Clncl Sprt | 2 - SC052 - Sml Hs Crash Cart Alcove, Clncl Sprt
JSN | NAME | QTY | ACQ | DESCRIPTION
E0954 | Cart, Emergency, Mobile, 66"H x 32"W x 22"D | 1 | VV | THIS TYPICAL INCLUDES: 1 Cart body, style-A narrow, w/raised edge top 1 Accessory rail, side 1 Accessory rail, back 1 Defibrillator tray 1 IV pole 1 Breakaway bar 1 Flip-up shelf 1 Wastebasket 1 Oxygen tank holder 1 Electrical box-4 outlet 1 Cord wrap 4 Drawer, 3"H 3 Drawer, 6"H Drawer organizer bins.
M1100 | Resuscitator, Bag-Mask, Hand Operated | 1 | VV | Hand operated bag-mask resuscitator. Consists of face mask, non-rebreathing valve, compression bag and tidal bag. Used for resuscitation in life saving situations.
M7660 | Defibrillator/Monitor/Recorder, Portable | 1 | VV | Portable defibrillator-monitor-recorder. Integral unit system operable from self-contained rechargeable batteries. ECG may be viewed through paddles or patient cable. Options include external pacing and 12-Lead.
M8769 | Aspirator, Resuscitation, Portable w/ Battery | 1 | VV | High-vacuum and high-flow AC/DC powered suction unit for use on emergency resuscitation carts and for general suction use. Light weight, compact design, fully enclosed water resistant unit with an average run time of 60 minutes. Includes variable suction range up to 580 mmHg and 1200 CC collection canister.
3 - SB737 - Sml Hs 10 / 12-Resident House Clean Utility Room, Lgstcs Svc | 3 - SB737 - Sml Hs 10 / 12-Resident House Clean Utility Room, Lgstcs Svc | 3 - SB737 - Sml Hs 10 / 12-Resident House Clean Utility Room, Lgstcs Svc | 3 - SB737 - Sml Hs 10 / 12-Resident House Clean Utility Room, Lgstcs Svc | 3 - SB737 - Sml Hs 10 / 12-Resident House Clean Utility Room, Lgstcs Svc
JSN | NAME | QTY | ACQ | DESCRIPTION
E0906 | Locker, Supply, General, Wall Mtd, 23"W x 20"D | 1 | VV | THIS TYPICAL INCLUDES: 1 Wall Mounted Rail 1 Locked Storage Container 2 Tray/Shelves 1 Drawer, 3"H 3 Drawers, 6"H 2 Drawers, 9"H 1 Tray/Shelf Divider Drawer Organizer Bins Consider the need for an E0921 to transport the locker from place to place.
E0912 | Locker, Supply, Med Surg, Wall Mtd | 1 | VV | Medical/Surgical Supply locker, Wall Mounted, approximately 23"W x 20"D. THIS TYPICAL INCLUDES: 1 Wall Mounted Rail 1 Locked Storage Container 4 Tray/Shelves 5 Drawers, 3"H 2 Drawers, 6"H 2 Tray/Shelf Dividers Drawer Organizer Bins Consider the need for an E0921 to transport the locker from place to place.
E1500 | Rail, MOD, W/MNTD, HX144XD | 1 | VV | Wall mounted rail used for hanging (mounting) lockers, shelves and drawers on a wall.
F2000 | Basket, Wastepaper, Fire Resistant | 1 | VV | Wastepaper basket, fire resistant, approximately 40 quart capacity. This unit is used to collect and temporarily store small quantities of paper refuse in patient rooms, administrative areas and nursing stations. Size and shape varies depending on the application and manufacturer selected.
4 - SB737 - Sml Hs 14-Resident House Clean Utility Room, Lgstcs Svc | 4 - SB737 - Sml Hs 14-Resident House Clean Utility Room, Lgstcs Svc | 4 - SB737 - Sml Hs 14-Resident House Clean Utility Room, Lgstcs Svc | 4 - SB737 - Sml Hs 14-Resident House Clean Utility Room, Lgstcs Svc | 4 - SB737 - Sml Hs 14-Resident House Clean Utility Room, Lgstcs Svc
JSN | NAME | QTY | ACQ | DESCRIPTION
E0906 | Locker, Supply, General, Wall Mtd, 23"W x 20"D | 1 | VV | THIS TYPICAL INCLUDES: 1 Wall Mounted Rail 1 Locked Storage Container 2 Tray/Shelves 1 Drawer, 3"H 3 Drawers, 6"H 2 Drawers, 9"H 1 Tray/Shelf Divider Drawer Organizer Bins Consider the need for an E0921 to transport the locker from place to place.
E0912 | Locker, Supply, Med Surg, Wall Mtd | 1 | VV | Medical/Surgical Supply locker, Wall Mounted, approximately 23"W x 20"D. THIS TYPICAL INCLUDES: 1 Wall Mounted Rail 1 Locked Storage Container 4 Tray/Shelves 5 Drawers, 3"H 2 Drawers, 6"H 2 Tray/Shelf Dividers Drawer Organizer Bins Consider the need for an E0921 to transport the locker from place to place.
E1500 | Rail, MOD, W/MNTD, HX144XD | 1 | VV | Wall mounted rail used for hanging (mounting) lockers, shelves and drawers on a wall.
F2000 | Basket, Wastepaper, Fire Resistant | 1 | VV | Wastepaper basket, fire resistant, approximately 40 quart capacity. This unit is used to collect and temporarily store small quantities of paper refuse in patient rooms, administrative areas and nursing stations. Size and shape varies depending on the application and manufacturer selected.
5 - SB743 - Sml Hs 10 / 12-Resident House Soiled Utility Room, Lgstcs Svc | 5 - SB743 - Sml Hs 10 / 12-Resident House Soiled Utility Room, Lgstcs Svc | 5 - SB743 - Sml Hs 10 / 12-Resident House Soiled Utility Room, Lgstcs Svc | 5 - SB743 - Sml Hs 10 / 12-Resident House Soiled Utility Room, Lgstcs Svc | 5 - SB743 - Sml Hs 10 / 12-Resident House Soiled Utility Room, Lgstcs Svc
JSN | NAME | QTY | ACQ | DESCRIPTION
A1012 | Telephone, Wall Mounted, 1 Line | 1 | VV | Telephone, wall mounted, 1 line.
A5075 | Dispenser, Soap, Disposable | 1 | VV | Disposable soap dispenser. One-handed dispensing operation. Designed to accommodate disposable soap cartridge and valve.
A5077 | Dispenser, Hand Sanitizer, Hands-Free | 1 | VV | A touch free wall-mounted hand sanitizer dispenser. For use throughout a healthcare facility. Unit does not include the sanitizing liquid. Units are battery operated.
A5080 | Dispenser, Paper Towel, SS, Surface Mounted | 1 | CC | A surface mounted, satin finish stainless steel, single-fold, paper towel dispenser. Dispenser features: tumbler lock; front hinged at bottom; and refill indicator slot. Minimum capacity 400 single-fold paper towels. For general purpose use throughout the facility.
A5106 | Waste Disposal Unit, Sharps w/Glove Dispenser | 1 | VV | The unit is designed for the disposal of sharps and complies with OSHA guidelines for the handling of sharps. It shall house a 5 quart container and be capable of being mounted on a wall. It shall have a glove dispenser attached. The unit shall be secured by a locked enclosure.
C04F0 | Cabinet, U/C/B, 1 Shelf, 2 Half DR, 2 DO, 36x36x22 | 1 | CC | Standing height under counter base cabinet with an adjustable shelf and two half width drawers above solid hinged doors. Also referred to as a combination cabinet or a drawer and cupboard cabinet. For general purpose use throughout the facility.
C05P0 | Cabinet, Sink, U/C/B, 2 Door, 36x48x22 | 1 | CC | Standing height under counter base sink cabinet with solid hinged doors. Also referred to as a double-door sink cabinet. For general purpose use throughout the facility where a sink is to be used. Coordinate actual clear cabinet dimension with the actual outside dimension of sink that is specified to ensure that they are compatible.
CS200 | Sink, SS, Single Compartment, 12x28x16 ID | 1 | CC | Single compartment stainless steel sink, drop-in, self-rimming, ledge-type, connected with a drain and provided with a mixing faucet. It shall also be provided with pre-punched fixture holes on 4" center, integral back ledge to accommodate deck-mounted fixtures, brushed/polished interior and top surfaces, and sound deadened. Recommended for use in suspended or U/C/B sink cabinets having a high plastic laminate or Chemsurf laminate countertop/work surface. Coordinate actual outside sink dimensions with the actual clear dimension of cabinet specified to ensure that they are compatible. For general purpose use throughout the facility.
CT050 | Countertop, Stainless Steel | 1 | CC | Stainless steel countertop (composition of heavy-gauge Type No. 304 stainless steel) having a smooth satin finish and integral 4" backsplash/curb. Also referred to as a corrosion-resistant steel work surface or work top. Available in various depths. Used in areas where excellent ease of cleaning, abrasion resistance, bacteria resistance, impact resistance, load capacity and moisture resistance, are of concern. Pricing based upon a 24" depth.
F2020 | Can, Trash, 44 Gallon | 1 | VV | Forty four (44) gallon trash can, 32" high X 24" diameter, with lid. Used to collect and transport refuse from a point of origin to point of disposal (example: from soiled utility or a nursing unit to the trash compactor at housekeeping).
P2000 | Eyewash, Wall Mounted, Hands-Free | 1 | CC | Wall mounted emergency eye wash station. The flow of water from the unit is activated by hand. Upon initiation of water flow the unit will operate hands free to provide streams of water to clear foreign particles or dilute caustic liquids from the eyes in emergency situations. Used in laboratories and areas of the hospital where employees are subject to foreign bodies or liquid material to the eyes.
P2450 | Valve, Mixing, Thermostatic | 1 | CC | Thermostatic mixing valve with washout hose. Used with portable whirlpool equipment. Thermostatic valve is used to maintain temperature between 70 and 110 degree Fahrenheit, with a flow rate of 20 gallons a minute. The washout hose assembly is used to wash out tanks after treatment. Used in physical therapy department to provide comfortable water temperature for patient treatments.
P3100 | Lavatory, Vitreous China, Slab Type | 1 | CC | Wall mounted, slab type, vitreous china, lavatory (approximate bowl size 7"x15"x10") with: faucet holes on 4" centers; gooseneck spout; wrist blade handles; and grid strainer. It shall be suitable for use in clinics, offices, washrooms or patient care area.
6 - SB743 - Sml Hs 14-Resident House Soiled Utility Room, Lgstcs Svc | 6 - SB743 - Sml Hs 14-Resident House Soiled Utility Room, Lgstcs Svc | 6 - SB743 - Sml Hs 14-Resident House Soiled Utility Room, Lgstcs Svc | 6 - SB743 - Sml Hs 14-Resident House Soiled Utility Room, Lgstcs Svc | 6 - SB743 - Sml Hs 14-Resident House Soiled Utility Room, Lgstcs Svc
JSN | NAME | QTY | ACQ | DESCRIPTION
A1012 | Telephone, Wall Mounted, 1 Line | 1 | VV | Telephone, wall mounted, 1 line.
A5075 | Dispenser, Soap, Disposable | 1 | VV | Disposable soap dispenser. One-handed dispensing operation. Designed to accommodate disposable soap cartridge and valve.
A5077 | Dispenser, Hand Sanitizer, Hands-Free | 1 | VV | A touch free wall-mounted hand sanitizer dispenser. For use throughout a healthcare facility. Unit does not include the sanitizing liquid. Units are battery operated.
A5080 | Dispenser, Paper Towel, SS, Surface Mounted | 1 | CC | A surface mounted, satin finish stainless steel, single-fold, paper towel dispenser. Dispenser features: tumbler lock; front hinged at bottom; and refill indicator slot. Minimum capacity 400 single-fold paper towels. For general purpose use throughout the facility.
A5106 | Waste Disposal Unit, Sharps w/Glove Dispenser | 1 | VV | The unit is designed for the disposal of sharps and complies with OSHA guidelines for the handling of sharps. It shall house a 5 quart container and be capable of being mounted on a wall. It shall have a glove dispenser attached. The unit shall be secured by a locked enclosure.
C04F0 | Cabinet, U/C/B, 1 Shelf, 2 Half DR, 2 DO, 36x36x22 | 1 | CC | Standing height under counter base cabinet with an adjustable shelf and two half width drawers above solid hinged doors. Also referred to as a combination cabinet or a drawer and cupboard cabinet. For general purpose use throughout the facility.
C05P0 | Cabinet, Sink, U/C/B, 2 Door, 36x48x22 | 1 | CC | Standing height under counter base sink cabinet with solid hinged doors. Also referred to as a double-door sink cabinet. For general purpose use throughout the facility where a sink is to be used. Coordinate actual clear cabinet dimension with the actual outside dimension of sink that is specified to ensure that they are compatible.
CS200 | Sink, SS, Single Compartment, 12x28x16 ID | 1 | CC | Single compartment stainless steel sink, drop-in, self-rimming, ledge-type, connected with a drain and provided with a mixing faucet. It shall also be provided with pre-punched fixture holes on 4" center, integral back ledge to accommodate deck-mounted fixtures, brushed/polished interior and top surfaces, and sound deadened. Recommended for use in suspended or U/C/B sink cabinets having a high plastic laminate or Chemsurf laminate countertop/work surface. Coordinate actual outside sink dimensions with the actual clear dimension of cabinet specified to ensure that they are compatible. For general purpose use throughout the facility.
CT050 | Countertop, Stainless Steel | 1 | CC | Stainless steel countertop (composition of heavy-gauge Type No. 304 stainless steel) having a smooth satin finish and integral 4" backsplash/curb. Also referred to as a corrosion-resistant steel work surface or work top. Available in various depths. Used in areas where excellent ease of cleaning, abrasion resistance, bacteria resistance, impact resistance, load capacity and moisture resistance, are of concern. Pricing based upon a 24" depth.
F2020 | Can, Trash, 44 Gallon | 1 | VV | Forty four (44) gallon trash can, 32" high X 24" diameter, with lid. Used to collect and transport refuse from a point of origin to point of disposal (example: from soiled utility or a nursing unit to the trash compactor at housekeeping).
P2000 | Eyewash, Wall Mounted, Hands-Free | 1 | CC | Wall mounted emergency eye wash station. The flow of water from the unit is activated by hand. Upon initiation of water flow the unit will operate hands free to provide streams of water to clear foreign particles or dilute caustic liquids from the eyes in emergency situations. Used in laboratories and areas of the hospital where employees are subject to foreign bodies or liquid material to the eyes.
P2450 | Valve, Mixing, Thermostatic | 1 | CC | Thermostatic mixing valve with washout hose. Used with portable whirlpool equipment. Thermostatic valve is used to maintain temperature between 70 and 110 degree Fahrenheit, with a flow rate of 20 gallons a minute. The washout hose assembly is used to wash out tanks after treatment. Used in physical therapy department to provide comfortable water temperature for patient treatments.
P3100 | Lavatory, Vitreous China, Slab Type | 1 | CC | Wall mounted, slab type, vitreous china, lavatory (approximate bowl size 7"x15"x10") with: faucet holes on 4" centers; gooseneck spout; wrist blade handles; and grid strainer. It shall be suitable for use in clinics, offices, washrooms or patient care area.
7 - SC471 - Sml Hs 10 / 12-Resident House Clean Linen Room, EMS | 7 - SC471 - Sml Hs 10 / 12-Resident House Clean Linen Room, EMS | 7 - SC471 - Sml Hs 10 / 12-Resident House Clean Linen Room, EMS | 7 - SC471 - Sml Hs 10 / 12-Resident House Clean Linen Room, EMS | 7 - SC471 - Sml Hs 10 / 12-Resident House Clean Linen Room, EMS
JSN | NAME | QTY | ACQ | DESCRIPTION
M2055 | Shelving, Storage, Wire, CRS, w/Adjustable Shelves | 1 | VV | Stationary, wire, shelving unit. Unit has fully adjustable shelves constructed of stainless steel. For use in general purpose storage areas. Shelving is provided in various sizes and configurations. Price provided is for a unit approximately 74"H x 18"D x 48"W with four shelves.
8 - SC471 - Sml Hs 14-Resident House Clean Linen Room, EMS | 8 - SC471 - Sml Hs 14-Resident House Clean Linen Room, EMS | 8 - SC471 - Sml Hs 14-Resident House Clean Linen Room, EMS | 8 - SC471 - Sml Hs 14-Resident House Clean Linen Room, EMS | 8 - SC471 - Sml Hs 14-Resident House Clean Linen Room, EMS
JSN | NAME | QTY | ACQ | DESCRIPTION
M2055 | Shelving, Storage, Wire, CRS, w/Adjustable Shelves | 1 | VV | Stationary, wire, shelving unit. Unit has fully adjustable shelves constructed of stainless steel. For use in general purpose storage areas. Shelving is provided in various sizes and configurations. Price provided is for a unit approximately 74"H x 18"D x 48"W with four shelves.
9 - SB663 - Sml Hs 10-Resident House General Storage Room, Lgstcs Svc | 9 - SB663 - Sml Hs 10-Resident House General Storage Room, Lgstcs Svc | 9 - SB663 - Sml Hs 10-Resident House General Storage Room, Lgstcs Svc | 9 - SB663 - Sml Hs 10-Resident House General Storage Room, Lgstcs Svc | 9 - SB663 - Sml Hs 10-Resident House General Storage Room, Lgstcs Svc
JSN | NAME | QTY | ACQ | DESCRIPTION
M2055 | Shelving, Storage, Wire, CRS, w/Adjustable Shelves | 2 | VV | Stationary, wire, shelving unit. Unit has fully adjustable shelves constructed of stainless steel. For use in general purpose storage areas. Shelving is provided in various sizes and configurations. Price provided is for a unit approximately 74"H x 18"D x 48"W with four shelves.
10 - SB663 - Sml Hs 12-Resident House General Storage Room, Lgstcs Svc | 10 - SB663 - Sml Hs 12-Resident House General Storage Room, Lgstcs Svc | 10 - SB663 - Sml Hs 12-Resident House General Storage Room, Lgstcs Svc | 10 - SB663 - Sml Hs 12-Resident House General Storage Room, Lgstcs Svc | 10 - SB663 - Sml Hs 12-Resident House General Storage Room, Lgstcs Svc
JSN | NAME | QTY | ACQ | DESCRIPTION
M2055 | Shelving, Storage, Wire, CRS, w/Adjustable Shelves | 2 | VV | Stationary, wire, shelving unit. Unit has fully adjustable shelves constructed of stainless steel. For use in general purpose storage areas. Shelving is provided in various sizes and configurations. Price provided is for a unit approximately 74"H x 18"D x 48"W with four shelves.
11 - SB663 - Sml Hs 14-Resident House General Storage Room, Lgstcs Svc | 11 - SB663 - Sml Hs 14-Resident House General Storage Room, Lgstcs Svc | 11 - SB663 - Sml Hs 14-Resident House General Storage Room, Lgstcs Svc | 11 - SB663 - Sml Hs 14-Resident House General Storage Room, Lgstcs Svc | 11 - SB663 - Sml Hs 14-Resident House General Storage Room, Lgstcs Svc
JSN | NAME | QTY | ACQ | DESCRIPTION
M2055 | Shelving, Storage, Wire, CRS, w/Adjustable Shelves | 2 | VV | Stationary, wire, shelving unit. Unit has fully adjustable shelves constructed of stainless steel. For use in general purpose storage areas. Shelving is provided in various sizes and configurations. Price provided is for a unit approximately 74"H x 18"D x 48"W with four shelves.
12 - RSH51 - 10-Resident House Specialty Storage Room, Sml Hs | 12 - RSH51 - 10-Resident House Specialty Storage Room, Sml Hs | 12 - RSH51 - 10-Resident House Specialty Storage Room, Sml Hs | 12 - RSH51 - 10-Resident House Specialty Storage Room, Sml Hs | 12 - RSH51 - 10-Resident House Specialty Storage Room, Sml Hs
JSN | NAME | QTY | ACQ | DESCRIPTION
A1010 | Telecommunication Outlet | 1 | CC | Telecommunication outlet location.
A1014 | Telephone, Wall Mounted, 1 Line, With Speaker | 1 | VV | Telephone, wall mounted, 1 line, with speaker.
M2055 | Shelving, Storage, Wire, CRS, w/Adjustable Shelves | 4 | VV | Stationary, wire, shelving unit. Unit has fully adjustable shelves constructed of stainless steel. For use in general purpose storage areas. Shelving is provided in various sizes and configurations. Price provided is for a unit approximately 74"H x 18"D x 48"W with four shelves.
13 - RSH51 - 12-Resident House Specialty Storage Room, Sml Hs | 13 - RSH51 - 12-Resident House Specialty Storage Room, Sml Hs | 13 - RSH51 - 12-Resident House Specialty Storage Room, Sml Hs | 13 - RSH51 - 12-Resident House Specialty Storage Room, Sml Hs | 13 - RSH51 - 12-Resident House Specialty Storage Room, Sml Hs
JSN | NAME | QTY | ACQ | DESCRIPTION
A1010 | Telecommunication Outlet | 1 | CC | Telecommunication outlet location.
A1014 | Telephone, Wall Mounted, 1 Line, With Speaker | 1 | VV | Telephone, wall mounted, 1 line, with speaker.
M2055 | Shelving, Storage, Wire, CRS, w/Adjustable Shelves | 4 | VV | Stationary, wire, shelving unit. Unit has fully adjustable shelves constructed of stainless steel. For use in general purpose storage areas. Shelving is provided in various sizes and configurations. Price provided is for a unit approximately 74"H x 18"D x 48"W with four shelves.
14 - RSH51 - 14-Resident House Specialty Storage Room, Sml Hs | 14 - RSH51 - 14-Resident House Specialty Storage Room, Sml Hs | 14 - RSH51 - 14-Resident House Specialty Storage Room, Sml Hs | 14 - RSH51 - 14-Resident House Specialty Storage Room, Sml Hs | 14 - RSH51 - 14-Resident House Specialty Storage Room, Sml Hs
JSN | NAME | QTY | ACQ | DESCRIPTION
A1010 | Telecommunication Outlet | 1 | CC | Telecommunication outlet location.
A1014 | Telephone, Wall Mounted, 1 Line, With Speaker | 1 | VV | Telephone, wall mounted, 1 line, with speaker.
M2055 | Shelving, Storage, Wire, CRS, w/Adjustable Shelves | 4 | VV | Stationary, wire, shelving unit. Unit has fully adjustable shelves constructed of stainless steel. For use in general purpose storage areas. Shelving is provided in various sizes and configurations. Price provided is for a unit approximately 74"H x 18"D x 48"W with four shelves.
15 - RSH54 - 10-Resident House Equipment Storage Room, Sml Hs | 15 - RSH54 - 10-Resident House Equipment Storage Room, Sml Hs | 15 - RSH54 - 10-Resident House Equipment Storage Room, Sml Hs | 15 - RSH54 - 10-Resident House Equipment Storage Room, Sml Hs | 15 - RSH54 - 10-Resident House Equipment Storage Room, Sml Hs
JSN | NAME | QTY | ACQ | DESCRIPTION
M2055 | Shelving, Storage, Wire, CRS, w/Adjustable Shelves | 1 | VV | Stationary, wire, shelving unit. Unit has fully adjustable shelves constructed of stainless steel. For use in general purpose storage areas. Shelving is provided in various sizes and configurations. Price provided is for a unit approximately 74"H x 18"D x 48"W with four shelves.
16 - RSH54 - 12-Resident House Equipment Storage Room, Sml Hs | 16 - RSH54 - 12-Resident House Equipment Storage Room, Sml Hs | 16 - RSH54 - 12-Resident House Equipment Storage Room, Sml Hs | 16 - RSH54 - 12-Resident House Equipment Storage Room, Sml Hs | 16 - RSH54 - 12-Resident House Equipment Storage Room, Sml Hs
JSN | NAME | QTY | ACQ | DESCRIPTION
M2055 | Shelving, Storage, Wire, CRS, w/Adjustable Shelves | 1 | VV | Stationary, wire, shelving unit. Unit has fully adjustable shelves constructed of stainless steel. For use in general purpose storage areas. Shelving is provided in various sizes and configurations. Price provided is for a unit approximately 74"H x 18"D x 48"W with four shelves.
17 - RSH54 - 14-Resident House Equipment Storage Room, Sml Hs | 17 - RSH54 - 14-Resident House Equipment Storage Room, Sml Hs | 17 - RSH54 - 14-Resident House Equipment Storage Room, Sml Hs | 17 - RSH54 - 14-Resident House Equipment Storage Room, Sml Hs | 17 - RSH54 - 14-Resident House Equipment Storage Room, Sml Hs
JSN | NAME | QTY | ACQ | DESCRIPTION
M2055 | Shelving, Storage, Wire, CRS, w/Adjustable Shelves | 1 | VV | Stationary, wire, shelving unit. Unit has fully adjustable shelves constructed of stainless steel. For use in general purpose storage areas. Shelving is provided in various sizes and configurations. Price provided is for a unit approximately 74"H x 18"D x 48"W with four shelves.
18 - SB244 - Sml Hs Housekeeping Aides Closet (HAC), Bldg Sprt | 18 - SB244 - Sml Hs Housekeeping Aides Closet (HAC), Bldg Sprt | 18 - SB244 - Sml Hs Housekeeping Aides Closet (HAC), Bldg Sprt | 18 - SB244 - Sml Hs Housekeeping Aides Closet (HAC), Bldg Sprt | 18 - SB244 - Sml Hs Housekeeping Aides Closet (HAC), Bldg Sprt
JSN | NAME | QTY | ACQ | DESCRIPTION
A5075 | Dispenser, Soap, Disposable | 1 | VV | Disposable soap dispenser. One-handed dispensing operation. Designed to accommodate disposable soap cartridge and valve.
A5080 | Dispenser, Paper Towel, SS, Surface Mounted | 1 | CC | A surface mounted, satin finish stainless steel, single-fold, paper towel dispenser. Dispenser features: tumbler lock; front hinged at bottom; and refill indicator slot. Minimum capacity 400 single-fold paper towels. For general purpose use throughout the facility.
A5107 | Dispenser, Glove, Surgical/Examination, Wall Mntd | 1 | VV | Examination three (Small Medium, Large) glove dispenser box for wall mounting. Fabricated of either cold rolled steel with a white baked enamel finish, plastic or acrylic. Hardware not included, Option 3 powder coated steel.
A5135 | Shelf, Utility W/ Mop/Broom Holders, SS, Surf Mntd | 1 | CC | A surface mounted, satin finish stainless steel, utility shelf with a maximum of 6 mop/broom holders and 5 rag hooks. Utility shelf features: 8" deep shelf; mounting brackets welded to shelf; spring activated rubber cam holders; and drying rod. Unit is available in various widths 30" (minimum, 3 holders and 2 hooks) to 48" (maximum, 6 holders and 5 hooks). For use in janitor closets. Pricing based on a 36" width.
F0500 | Cart, Janitor's | 1 | VV | Janitors cart, 38" high X 66" wide X 20" deep with 25 gallon heavy duty collection bag. Accommodations for locking vault and janitorial support items (broom, dust pan, chemicals, mop and mop bucket; not included).
F0505 | Bucket, Mop, With Wringer, 26 Quart | 1 | VV | Mobile mop bucket / wringer combination, approximately 35" H x 17" W x 22" D with four 2" casters. Total capacity is 26 quarts. Unit used for general hard surface floor maintenance.
P2000 | Eyewash, Wall Mounted, Hands-Free | 1 | CC | Wall mounted emergency eye wash station. The flow of water from the unit is activated by hand. Upon initiation of water flow the unit will operate hands free to provide streams of water to clear foreign particles or dilute caustic liquids from the eyes in emergency situations. Used in laboratories and areas of the hospital where employees are subject to foreign bodies or liquid material to the eyes.
P2451 | Valve, Mixing, Thermostatic, Eyewash | 1 | CC | Emergency tempering valve thermostatically mixes hot and cold water to provide a safe fluid supply for a single emergency eye/face wash with a flow rate of 10 gpm (38.8L)
P4700 | Sink, Mop, Molded Stone | 1 | CC | Mop service sink approximately 10"H x 36"W x 24"D. Also called a mop service basin and a mop receptor. Unit is made of molded stone and is a one piece item. It shall include a service faucet hose, hose bracket and mop hanger. Used in utility rooms for cleaning mops and floor cleaning equipment.
19 - RSH57 - House Garage / Receiving, Sml Hs | 19 - RSH57 - House Garage / Receiving, Sml Hs | 19 - RSH57 - House Garage / Receiving, Sml Hs | 19 - RSH57 - House Garage / Receiving, Sml Hs | 19 - RSH57 - House Garage / Receiving, Sml Hs
JSN | NAME | QTY | ACQ | DESCRIPTION
20 - SB681 - Sml Hs 10 / 12-Resident House Receiving / Breakdown Room, Lgstcs Svc | 20 - SB681 - Sml Hs 10 / 12-Resident House Receiving / Breakdown Room, Lgstcs Svc | 20 - SB681 - Sml Hs 10 / 12-Resident House Receiving / Breakdown Room, Lgstcs Svc | 20 - SB681 - Sml Hs 10 / 12-Resident House Receiving / Breakdown Room, Lgstcs Svc | 20 - SB681 - Sml Hs 10 / 12-Resident House Receiving / Breakdown Room, Lgstcs Svc
JSN | NAME | QTY | ACQ | DESCRIPTION
F2016 | Waste Receptacle, 40 GAL | 1 | VV | Rectangular steel waste receptacle with step-on lid and a 40 gallon capacity. The receptacle is used to collect and temporarily store small quantities of paper refuse. Can be used in restrooms, patient areas, laboratories, pharmacies, etc.
21 - SB681 - Sml Hs 14-Resident House Receiving / Breakdown Room, Lgstcs Svc | 21 - SB681 - Sml Hs 14-Resident House Receiving / Breakdown Room, Lgstcs Svc | 21 - SB681 - Sml Hs 14-Resident House Receiving / Breakdown Room, Lgstcs Svc | 21 - SB681 - Sml Hs 14-Resident House Receiving / Breakdown Room, Lgstcs Svc | 21 - SB681 - Sml Hs 14-Resident House Receiving / Breakdown Room, Lgstcs Svc
JSN | NAME | QTY | ACQ | DESCRIPTION
F2016 | Waste Receptacle, 40 GAL | 1 | VV | Rectangular steel waste receptacle with step-on lid and a 40 gallon capacity. The receptacle is used to collect and temporarily store small quantities of paper refuse. Can be used in restrooms, patient areas, laboratories, pharmacies, etc.
22 - SB241 - Sml Hs House Gas Manifold Room, Bldg Sprt | 22 - SB241 - Sml Hs House Gas Manifold Room, Bldg Sprt | 22 - SB241 - Sml Hs House Gas Manifold Room, Bldg Sprt | 22 - SB241 - Sml Hs House Gas Manifold Room, Bldg Sprt | 22 - SB241 - Sml Hs House Gas Manifold Room, Bldg Sprt
JSN | NAME | QTY | ACQ | DESCRIPTION
M2025 | Rack, Storage, Cylinder, Gas | 1 | VV | Medical gas cylinder storage rack. Unit is a modular cage frame for holding various sizes of gas cylinders. Nylon or fabric securing straps can be attached to the frame bars to stabilize gas cylinders. Add additional units or specify size as required when ordering. This item is often locally fabricated.
M2117 | Truck, Hand, 2 Wheel, Gas Cylinder | 1 | VV | A gas cylinder hand truck for a single 12" cylinder with a minimum capacity of 300 lbs.
5 - HOUSE STAFF AND ADMINISTRATIVE AREA | 5 - HOUSE STAFF AND ADMINISTRATIVE AREA | 5 - HOUSE STAFF AND ADMINISTRATIVE AREA | 5 - HOUSE STAFF AND ADMINISTRATIVE AREA | 5 - HOUSE STAFF AND ADMINISTRATIVE AREA
1 - SS204 - Sml Hs Staff Office, Stff Sprt | 1 - SS204 - Sml Hs Staff Office, Stff Sprt | 1 - SS204 - Sml Hs Staff Office, Stff Sprt | 1 - SS204 - Sml Hs Staff Office, Stff Sprt | 1 - SS204 - Sml Hs Staff Office, Stff Sprt
JSN | NAME | QTY | ACQ | DESCRIPTION
A1010 | Telecommunication Outlet | 2 | CC | Telecommunication outlet location.
A1015 | Telephone, Desk, Multiple Line | 1 | VV | Telephone, desk, multiple line.
A5145 | Hook, Garment, Double, SS, Surface Mounted | 1 | CC | A surface mounted, satin finish stainless steel, double garment hook. Equipped with a concealed mounting bracket that is secured to a concealed wall plate. For general purpose use throughout the facility to hang various items of apparel.
E0078 | Workstation, L-Shaped w/Peninsula, Free Std, 78x72 | 1 | VV | This section will provide a whole work station typical to quickly plan work areas in clinical or administrative spaces. There will be a price decrease if typical work stations are used with vertical hanging strips instead of panels. THIS TYPICAL INCLUDES: 4 standard solid panels; 2 panel connectors, 2-way corner; 1 panel-to-panel connector; 2 finished end hardware; 1 cantilevered work surface; 1 peninsula work surface; 2 lockable flipper units; 2 shelf, storage/display; 2 lights; 1 tack board, 48"W; 1 tool rail, 30"W; 1 paper tray; 1 diagonal tray; 1 adjustable keyboard tray; 1 mobile pedestal, box/file.
F0110 | Bookcase, 3 Shelf | 1 | VV | Freestanding open metal shelf book case, approximately 60" high X 36" wide X 18" deep with three (3) adjustable shelves and four (4) non-marking floor glides.
F0205 | Chair, Side With Arms | 2 | VV | Upholstered side chair, 32" high X 21" wide X 23" deep with arms, padded seats and padded backs. Seat height is a minimum of 17". Available with or without sled base.
F0275 | Chair, Swivel, High Back | 1 | VV | Highback contemporary swivel chair, 41" high X 23" wide X 23" deep with five (5) caster swivel base and arms. Chair may be used at desks or in conference rooms. Back and seat are foam padded and upholstered with either woven textile fabric or vinyl.
F0420 | Cabinet, Filing, Lateral, Half Height | 1 | VV | Half height two (2) or three (3) drawer lateral filing cabinet, 28" high X 42" wide X 18" deep with recessed handles, locking device and drawer label holders. Drawers are adaptable to either letter or legal size materials.
F2000 | Basket, Wastepaper, Fire Resistant | 1 | VV | Wastepaper basket, fire resistant, approximately 40 quart capacity. This unit is used to collect and temporarily store small quantities of paper refuse in patient rooms, administrative areas and nursing stations. Size and shape varies depending on the application and manufacturer selected.
F3200 | Clock, Battery, 12" Diameter | 1 | VV | Clock, 12" diameter. Round surface, easy to read numbers with sweep second hand. Wall mounted unit for use when impractical to install a fully synchronized clock system. Battery operated, (batteries not included).
M1800 | Monitor, Computer | 1 | VV | A high definition LED computer monitor with minimum 1920 x 1080 resolution, 4ms response time, 25 inch class display size, compatible with desk or arm mounted. Monitor is VESA compatible and Energy Star compliant.
M1801 | Computer, Microprocessing, w/Flat Panel Monitor | 1 | VV | Desk top microprocessing computer. The unit shall consist of a central processing mini tower, flat panel monitor, keyboard, mouse and speakers. The system shall have the following minimum characteristics: a 2.8 GHz Pentium processor; 512 MB memory; 80GB hard drive; 32/48x CD-ROMDVD combo; 1.44MB network interface card; video 32 MB NVIDIA; a 18 inch flat panel monitor. The computer is used throughout the facility to input, manipulate and retrieve information.
2 - SS262 - Sml Hs 10-Resident House Staff Breakroom, Stff Sprt | 2 - SS262 - Sml Hs 10-Resident House Staff Breakroom, Stff Sprt | 2 - SS262 - Sml Hs 10-Resident House Staff Breakroom, Stff Sprt | 2 - SS262 - Sml Hs 10-Resident House Staff Breakroom, Stff Sprt | 2 - SS262 - Sml Hs 10-Resident House Staff Breakroom, Stff Sprt
JSN | NAME | QTY | ACQ | DESCRIPTION
A1010 | Telecommunication Outlet | 1 | CC | Telecommunication outlet location.
A1012 | Telephone, Wall Mounted, 1 Line | 1 | VV | Telephone, wall mounted, 1 line.
A1080 | Mirror, Posture, Wall Mounted | 1 | CC | Wall mounted posture mirror. Consists of a 1/4" plate glass in a sturdy corrosion resistant frame with water proof back. For educational and therapy programs.
A5075 | Dispenser, Soap, Disposable | 1 | VV | Disposable soap dispenser. One-handed dispensing operation. Designed to accommodate disposable soap cartridge and valve.
A5080 | Dispenser, Paper Towel, SS, Surface Mounted | 1 | CC | A surface mounted, satin finish stainless steel, single-fold, paper towel dispenser. Dispenser features: tumbler lock; front hinged at bottom; and refill indicator slot. Minimum capacity 400 single-fold paper towels. For general purpose use throughout the facility.
A5145 | Hook, Garment, Double, SS, Surface Mounted | 1 | CC | A surface mounted, satin finish stainless steel, double garment hook. Equipped with a concealed mounting bracket that is secured to a concealed wall plate. For general purpose use throughout the facility to hang various items of apparel.
A5210 | Bracket, Television, Wall Mounted, w/Adjust Arm | 1 | VV | Wall mounted television bracket with adjustable arm. Consists of movable arm with minimum 120 degree swivel. Designed for holding wall mounted, flat panel television units in patient rooms.
A5220 | Bracket, Television, Wall Backing | 1 | CC | Wall mounted television bracket backing which provides additional support and strength for the installation of the television bracket. Option available for interior or exterior plate and sized for 12â€ 16â€ or 24â€ stud spacing.
C02C0 | Cabinet, U/C/B, 1 Shelf, 1 Drawer, 1 DO, 36x24x22 | 1 | CC | Standing height under counter base cabinet with an adjustable shelf and a full width drawer above a solid right or left-hinged door (appropriate door hinge configuration to be indicated on equipment elevation drawings). Also referred to as a combination cabinet or a drawer and cupboard cabinet. For general purpose use throughout the facility.
C02D0 | Cabinet, U/C/B, 4 Drawer, 36x24x22 | 1 | CC | Standing height under counter base cabinet with four full width drawers of equal height. Also referred to as a drawer cabinet. For general purpose use throughout the facility.
C04P0 | Cabinet, Sink, U/C/B, 2 Door, 36x36x22 | 1 | CC | Standing height under counter base sink cabinet with solid hinged doors. Also referred to as a double-door sink cabinet. For general purpose use throughout the facility where a sink is to be used. Coordinate actual clear cabinet dimension with the actual outside dimension of sink that is specified to ensure that they are compatible.
CB020 | Cabinet, W/H, 2 Shelf, 1 DO, Sloping Top, 38x24x13 | 2 | CC | Wall hung cabinet with two adjustable shelves, solid right or left-hinged door (appropriate door hinge configuration to be indicated on equipment elevation drawings), and sloping top. Also referred to as a solid hinged single door case. For general purpose use throughout the facility.
CS010 | Sink, SS, Single Compartment, 7.5x12x12 ID | 1 | CC | Single compartment stainless steel sink, drop-in, self-rimming, ledge-type, connected with a drain and provided with a mixing faucet. It shall also be provided with pre-punched fixture holes on 4" center, integral back ledge to accommodate deck-mounted fixtures, brushed/polished interior and top surfaces, and sound deadened. Recommended for use in suspended or U/C/B sink cabinets having a high plastic laminate or Chemsurf laminate countertop/work surface. For general purpose use throughout the facility.
CT020 | Countertop, Solid Surface | 7 | CC | A solid, nonporous countertop with a smooth seamless appearance. Easy to clean and maintain and with proper cleaning does not support the growth of mold. An acrylic-based solid surface product. Standard thickness of 1", and a 4" butt backsplash/curb. Also referred to as a work surface or work top. Available in a choice of colors and depths. Used in lab and other hospital areas requiring optimum physical and chemical resisting properties.
F0225 | Chair, Dining Room | 4 | VV | Dining room chair with glides. Chair has straight legs with cushioned cloth or vinyl seat.
F0795 | Table, Dining | 1 | VV | Dining table. Round 42" diameter or square 42" X 42". Used in dining facilities and can comfortably seat up to four (4) persons.
F2015 | Basket, Wastepaper, Metal/Plastic,2 Swinging Doors | 1 | VV | Metal receptacle for soiled / used towels or waste. Equipped with a removable tapered top with two independently operating self-closing, spring hinged doors. Used in public facilities for the collection and temporary storage of refuse.
F3065 | Whiteboard/Bulletin Board, Combination | 1 | VV | A combination whiteboard and bulletin board, half LCS and half cork. Available with either aluminum or wood frame. It can be used in patient rooms or in any appropriate space in the facility.
F3200 | Clock, Battery, 12" Diameter | 1 | VV | Clock, 12" diameter. Round surface, easy to read numbers with sweep second hand. Wall mounted unit for use when impractical to install a fully synchronized clock system. Battery operated, (batteries not included).
K1552 | Brewer, Coffee, Auto, Elect, 3 Burner, Front/Back | 1 | VV | Space saving front to back automatic coffee maker. This unit includes a heating tank, connection for a cold water supply, decanter service with three burners, funnel and a water flow controller. The unit is used for semi-automatic coffee brewing in cafeterias and commercial institutions. The unit automatically shuts off the water flow when enough has passed through to fill the pot. The unit is normally provided plumbed with a hot water faucet to the side for making other hot drinks (tea, cider, cocoa, etc.). The database height dimension does not include the clearance for coffee decanters warming on the upper burners.
K4665 | Oven, Microwave, Consumer | 1 | VV | Counter mounted microwave oven for average duty use. The exterior cabinet can be metal or heavy duty impact resistant plastic. The oven delivers instant energy for rapid heating, defrosting or prime cooking. The oven has touch pad controls, digital timer, power level selector and preprogrammed selectors for commonly cooked items. This oven is commonly found in staff lounges.
M0515 | Television, HD, 40" Class | 1 | VV | High definition (HDTV) multimedia flat panel LED 40" class display television. The TV will have a 16:9 wide screen aspect ratio, minimum of 1920 x 1080 display resolution, digital tuner, minimum refresh rate of 60Hz, minimum of two HDMI ports and 1 USB port ENERGY STAR certified.
R7250 | Refrigerator/Freezer, 20 Cubic Feet | 1 | VV | Refrigerator/freezer unit. This type unit includes a food saver system that helps keep food fresher. It also includes roll out wheels and is equipped for an optional automatic icemaker. This unit is of commercial or residential design and use.
3 - SS262 - Sml Hs 12-Resident House Staff Breakroom, Stff Sprt | 3 - SS262 - Sml Hs 12-Resident House Staff Breakroom, Stff Sprt | 3 - SS262 - Sml Hs 12-Resident House Staff Breakroom, Stff Sprt | 3 - SS262 - Sml Hs 12-Resident House Staff Breakroom, Stff Sprt | 3 - SS262 - Sml Hs 12-Resident House Staff Breakroom, Stff Sprt
JSN | NAME | QTY | ACQ | DESCRIPTION
A1010 | Telecommunication Outlet | 1 | CC | Telecommunication outlet location.
A1012 | Telephone, Wall Mounted, 1 Line | 1 | VV | Telephone, wall mounted, 1 line.
A1080 | Mirror, Posture, Wall Mounted | 1 | CC | Wall mounted posture mirror. Consists of a 1/4" plate glass in a sturdy corrosion resistant frame with water proof back. For educational and therapy programs.
A5075 | Dispenser, Soap, Disposable | 1 | VV | Disposable soap dispenser. One-handed dispensing operation. Designed to accommodate disposable soap cartridge and valve.
A5080 | Dispenser, Paper Towel, SS, Surface Mounted | 1 | CC | A surface mounted, satin finish stainless steel, single-fold, paper towel dispenser. Dispenser features: tumbler lock; front hinged at bottom; and refill indicator slot. Minimum capacity 400 single-fold paper towels. For general purpose use throughout the facility.
A5145 | Hook, Garment, Double, SS, Surface Mounted | 1 | CC | A surface mounted, satin finish stainless steel, double garment hook. Equipped with a concealed mounting bracket that is secured to a concealed wall plate. For general purpose use throughout the facility to hang various items of apparel.
A5210 | Bracket, Television, Wall Mounted, w/Adjust Arm | 1 | VV | Wall mounted television bracket with adjustable arm. Consists of movable arm with minimum 120 degree swivel. Designed for holding wall mounted, flat panel television units in patient rooms.
A5220 | Bracket, Television, Wall Backing | 1 | CC | Wall mounted television bracket backing which provides additional support and strength for the installation of the television bracket. Option available for interior or exterior plate and sized for 12â€ 16â€ or 24â€ stud spacing.
C02C0 | Cabinet, U/C/B, 1 Shelf, 1 Drawer, 1 DO, 36x24x22 | 1 | CC | Standing height under counter base cabinet with an adjustable shelf and a full width drawer above a solid right or left-hinged door (appropriate door hinge configuration to be indicated on equipment elevation drawings). Also referred to as a combination cabinet or a drawer and cupboard cabinet. For general purpose use throughout the facility.
C02D0 | Cabinet, U/C/B, 4 Drawer, 36x24x22 | 1 | CC | Standing height under counter base cabinet with four full width drawers of equal height. Also referred to as a drawer cabinet. For general purpose use throughout the facility.
C04P0 | Cabinet, Sink, U/C/B, 2 Door, 36x36x22 | 1 | CC | Standing height under counter base sink cabinet with solid hinged doors. Also referred to as a double-door sink cabinet. For general purpose use throughout the facility where a sink is to be used. Coordinate actual clear cabinet dimension with the actual outside dimension of sink that is specified to ensure that they are compatible.
CB020 | Cabinet, W/H, 2 Shelf, 1 DO, Sloping Top, 38x24x13 | 2 | CC | Wall hung cabinet with two adjustable shelves, solid right or left-hinged door (appropriate door hinge configuration to be indicated on equipment elevation drawings), and sloping top. Also referred to as a solid hinged single door case. For general purpose use throughout the facility.
CS010 | Sink, SS, Single Compartment, 7.5x12x12 ID | 1 | CC | Single compartment stainless steel sink, drop-in, self-rimming, ledge-type, connected with a drain and provided with a mixing faucet. It shall also be provided with pre-punched fixture holes on 4" center, integral back ledge to accommodate deck-mounted fixtures, brushed/polished interior and top surfaces, and sound deadened. Recommended for use in suspended or U/C/B sink cabinets having a high plastic laminate or Chemsurf laminate countertop/work surface. For general purpose use throughout the facility.
CT020 | Countertop, Solid Surface | 7 | CC | A solid, nonporous countertop with a smooth seamless appearance. Easy to clean and maintain and with proper cleaning does not support the growth of mold. An acrylic-based solid surface product. Standard thickness of 1", and a 4" butt backsplash/curb. Also referred to as a work surface or work top. Available in a choice of colors and depths. Used in lab and other hospital areas requiring optimum physical and chemical resisting properties.
F0225 | Chair, Dining Room | 4 | VV | Dining room chair with glides. Chair has straight legs with cushioned cloth or vinyl seat.
F0795 | Table, Dining | 1 | VV | Dining table. Round 42" diameter or square 42" X 42". Used in dining facilities and can comfortably seat up to four (4) persons.
F2015 | Basket, Wastepaper, Metal/Plastic,2 Swinging Doors | 1 | VV | Metal receptacle for soiled / used towels or waste. Equipped with a removable tapered top with two independently operating self-closing, spring hinged doors. Used in public facilities for the collection and temporary storage of refuse.
F3065 | Whiteboard/Bulletin Board, Combination | 1 | VV | A combination whiteboard and bulletin board, half LCS and half cork. Available with either aluminum or wood frame. It can be used in patient rooms or in any appropriate space in the facility.
F3200 | Clock, Battery, 12" Diameter | 1 | VV | Clock, 12" diameter. Round surface, easy to read numbers with sweep second hand. Wall mounted unit for use when impractical to install a fully synchronized clock system. Battery operated, (batteries not included).
K1552 | Brewer, Coffee, Auto, Elect, 3 Burner, Front/Back | 1 | VV | Space saving front to back automatic coffee maker. This unit includes a heating tank, connection for a cold water supply, decanter service with three burners, funnel and a water flow controller. The unit is used for semi-automatic coffee brewing in cafeterias and commercial institutions. The unit automatically shuts off the water flow when enough has passed through to fill the pot. The unit is normally provided plumbed with a hot water faucet to the side for making other hot drinks (tea, cider, cocoa, etc.). The database height dimension does not include the clearance for coffee decanters warming on the upper burners.
K4665 | Oven, Microwave, Consumer | 1 | VV | Counter mounted microwave oven for average duty use. The exterior cabinet can be metal or heavy duty impact resistant plastic. The oven delivers instant energy for rapid heating, defrosting or prime cooking. The oven has touch pad controls, digital timer, power level selector and preprogrammed selectors for commonly cooked items. This oven is commonly found in staff lounges.
M0515 | Television, HD, 40" Class | 1 | VV | High definition (HDTV) multimedia flat panel LED 40" class display television. The TV will have a 16:9 wide screen aspect ratio, minimum of 1920 x 1080 display resolution, digital tuner, minimum refresh rate of 60Hz, minimum of two HDMI ports and 1 USB port ENERGY STAR certified.
R7250 | Refrigerator/Freezer, 20 Cubic Feet | 1 | VV | Refrigerator/freezer unit. This type unit includes a food saver system that helps keep food fresher. It also includes roll out wheels and is equipped for an optional automatic icemaker. This unit is of commercial or residential design and use.
4 - SS262 - Sml Hs 14-Resident House Staff Breakroom, Stff Sprt | 4 - SS262 - Sml Hs 14-Resident House Staff Breakroom, Stff Sprt | 4 - SS262 - Sml Hs 14-Resident House Staff Breakroom, Stff Sprt | 4 - SS262 - Sml Hs 14-Resident House Staff Breakroom, Stff Sprt | 4 - SS262 - Sml Hs 14-Resident House Staff Breakroom, Stff Sprt
JSN | NAME | QTY | ACQ | DESCRIPTION
A1010 | Telecommunication Outlet | 1 | CC | Telecommunication outlet location.
A1012 | Telephone, Wall Mounted, 1 Line | 1 | VV | Telephone, wall mounted, 1 line.
A1080 | Mirror, Posture, Wall Mounted | 1 | CC | Wall mounted posture mirror. Consists of a 1/4" plate glass in a sturdy corrosion resistant frame with water proof back. For educational and therapy programs.
A5075 | Dispenser, Soap, Disposable | 1 | VV | Disposable soap dispenser. One-handed dispensing operation. Designed to accommodate disposable soap cartridge and valve.
A5080 | Dispenser, Paper Towel, SS, Surface Mounted | 1 | CC | A surface mounted, satin finish stainless steel, single-fold, paper towel dispenser. Dispenser features: tumbler lock; front hinged at bottom; and refill indicator slot. Minimum capacity 400 single-fold paper towels. For general purpose use throughout the facility.
A5145 | Hook, Garment, Double, SS, Surface Mounted | 1 | CC | A surface mounted, satin finish stainless steel, double garment hook. Equipped with a concealed mounting bracket that is secured to a concealed wall plate. For general purpose use throughout the facility to hang various items of apparel.
A5210 | Bracket, Television, Wall Mounted, w/Adjust Arm | 1 | VV | Wall mounted television bracket with adjustable arm. Consists of movable arm with minimum 120 degree swivel. Designed for holding wall mounted, flat panel television units in patient rooms.
A5220 | Bracket, Television, Wall Backing | 1 | CC | Wall mounted television bracket backing which provides additional support and strength for the installation of the television bracket. Option available for interior or exterior plate and sized for 12â€ 16â€ or 24â€ stud spacing.
C02C0 | Cabinet, U/C/B, 1 Shelf, 1 Drawer, 1 DO, 36x24x22 | 1 | CC | Standing height under counter base cabinet with an adjustable shelf and a full width drawer above a solid right or left-hinged door (appropriate door hinge configuration to be indicated on equipment elevation drawings). Also referred to as a combination cabinet or a drawer and cupboard cabinet. For general purpose use throughout the facility.
C02D0 | Cabinet, U/C/B, 4 Drawer, 36x24x22 | 1 | CC | Standing height under counter base cabinet with four full width drawers of equal height. Also referred to as a drawer cabinet. For general purpose use throughout the facility.
C04P0 | Cabinet, Sink, U/C/B, 2 Door, 36x36x22 | 1 | CC | Standing height under counter base sink cabinet with solid hinged doors. Also referred to as a double-door sink cabinet. For general purpose use throughout the facility where a sink is to be used. Coordinate actual clear cabinet dimension with the actual outside dimension of sink that is specified to ensure that they are compatible.
CB020 | Cabinet, W/H, 2 Shelf, 1 DO, Sloping Top, 38x24x13 | 2 | CC | Wall hung cabinet with two adjustable shelves, solid right or left-hinged door (appropriate door hinge configuration to be indicated on equipment elevation drawings), and sloping top. Also referred to as a solid hinged single door case. For general purpose use throughout the facility.
CS010 | Sink, SS, Single Compartment, 7.5x12x12 ID | 1 | CC | Single compartment stainless steel sink, drop-in, self-rimming, ledge-type, connected with a drain and provided with a mixing faucet. It shall also be provided with pre-punched fixture holes on 4" center, integral back ledge to accommodate deck-mounted fixtures, brushed/polished interior and top surfaces, and sound deadened. Recommended for use in suspended or U/C/B sink cabinets having a high plastic laminate or Chemsurf laminate countertop/work surface. For general purpose use throughout the facility.
CT020 | Countertop, Solid Surface | 7 | CC | A solid, nonporous countertop with a smooth seamless appearance. Easy to clean and maintain and with proper cleaning does not support the growth of mold. An acrylic-based solid surface product. Standard thickness of 1", and a 4" butt backsplash/curb. Also referred to as a work surface or work top. Available in a choice of colors and depths. Used in lab and other hospital areas requiring optimum physical and chemical resisting properties.
F0225 | Chair, Dining Room | 4 | VV | Dining room chair with glides. Chair has straight legs with cushioned cloth or vinyl seat.
F0795 | Table, Dining | 1 | VV | Dining table. Round 42" diameter or square 42" X 42". Used in dining facilities and can comfortably seat up to four (4) persons.
F2015 | Basket, Wastepaper, Metal/Plastic,2 Swinging Doors | 1 | VV | Metal receptacle for soiled / used towels or waste. Equipped with a removable tapered top with two independently operating self-closing, spring hinged doors. Used in public facilities for the collection and temporary storage of refuse.
F3065 | Whiteboard/Bulletin Board, Combination | 1 | VV | A combination whiteboard and bulletin board, half LCS and half cork. Available with either aluminum or wood frame. It can be used in patient rooms or in any appropriate space in the facility.
F3200 | Clock, Battery, 12" Diameter | 1 | VV | Clock, 12" diameter. Round surface, easy to read numbers with sweep second hand. Wall mounted unit for use when impractical to install a fully synchronized clock system. Battery operated, (batteries not included).
K1552 | Brewer, Coffee, Auto, Elect, 3 Burner, Front/Back | 1 | VV | Space saving front to back automatic coffee maker. This unit includes a heating tank, connection for a cold water supply, decanter service with three burners, funnel and a water flow controller. The unit is used for semi-automatic coffee brewing in cafeterias and commercial institutions. The unit automatically shuts off the water flow when enough has passed through to fill the pot. The unit is normally provided plumbed with a hot water faucet to the side for making other hot drinks (tea, cider, cocoa, etc.). The database height dimension does not include the clearance for coffee decanters warming on the upper burners.
K4665 | Oven, Microwave, Consumer | 1 | VV | Counter mounted microwave oven for average duty use. The exterior cabinet can be metal or heavy duty impact resistant plastic. The oven delivers instant energy for rapid heating, defrosting or prime cooking. The oven has touch pad controls, digital timer, power level selector and preprogrammed selectors for commonly cooked items. This oven is commonly found in staff lounges.
M0515 | Television, HD, 40" Class | 1 | VV | High definition (HDTV) multimedia flat panel LED 40" class display television. The TV will have a 16:9 wide screen aspect ratio, minimum of 1920 x 1080 display resolution, digital tuner, minimum refresh rate of 60Hz, minimum of two HDMI ports and 1 USB port ENERGY STAR certified.
R7250 | Refrigerator/Freezer, 20 Cubic Feet | 1 | VV | Refrigerator/freezer unit. This type unit includes a food saver system that helps keep food fresher. It also includes roll out wheels and is equipped for an optional automatic icemaker. This unit is of commercial or residential design and use.
5 - SS251 - Sml Hs Staff Personal Property Locker Room, Stff Sprt | 5 - SS251 - Sml Hs Staff Personal Property Locker Room, Stff Sprt | 5 - SS251 - Sml Hs Staff Personal Property Locker Room, Stff Sprt | 5 - SS251 - Sml Hs Staff Personal Property Locker Room, Stff Sprt | 5 - SS251 - Sml Hs Staff Personal Property Locker Room, Stff Sprt
JSN | NAME | QTY | ACQ | DESCRIPTION
A1030 | Locker, 2 Person, Over/Under | 12 | VV | Two person locker, double tier, 72Hx12Wx18D. This unit includes hooks for coats and hats. Door equipped with safety guard handles. Designed for storage of coats, hats, and other personal belongings. Other width and depths are available.
A1080 | Mirror, Posture, Wall Mounted | 1 | CC | Wall mounted posture mirror. Consists of a 1/4" plate glass in a sturdy corrosion resistant frame with water proof back. For educational and therapy programs.
6 - SB202 - Sml Hs Female Staff Toilet, Bldg Sprt | 6 - SB202 - Sml Hs Female Staff Toilet, Bldg Sprt | 6 - SB202 - Sml Hs Female Staff Toilet, Bldg Sprt | 6 - SB202 - Sml Hs Female Staff Toilet, Bldg Sprt | 6 - SB202 - Sml Hs Female Staff Toilet, Bldg Sprt
JSN | NAME | QTY | ACQ | DESCRIPTION
A1067 | Mirror, Float Glass, ADA Accessible | 1 | CC | A high quality 1/4" polished float glass mirror with a stainless steel frame. Frame holds mirror in a tilted position for accessibility and compliance with ADA requirements. Mirror has a galvanized steel back secured to frame with concealed screws with integral horizontal hanging brackets. Mirror shall be approximately 18" wide and 36" high. Other sizes are available.
A4995 | Table, Diaper Changing, Wall Mounted | 1 | CC | Wall mounted diaper changing table for use in public restrooms. Unit is a fold down system that folds upward when not in use for minimal intrusion into the room. Changing surface is contoured and has safety belt to insure that an infant will not fall from the table. Table is designed to hold no less than 250 pounds static weight. Closed dimensions are approximately 21" H x 36" W x 5" D. Open dimensions vary according to style. One system's open dimensions are 15 " high, 32" wide and 19" deep.
A5075 | Dispenser, Soap, Disposable | 1 | VV | Disposable soap dispenser. One-handed dispensing operation. Designed to accommodate disposable soap cartridge and valve.
A5082 | Dispenser, Paper Towel, Sensor, Hands Free | 1 | CC | A surface mounted, sensor activated, automatic, roll paper towel dispenser. The unit dispenses a paper towel automatically only when hands are place in position below the dispenser for maximum sanitation and hygiene. May include adjustable settings for sheet length, time delay, and sensor range. Unit is battery operated or with optional AC power adapter.
A5090 | Disposal, Sanitary Napkin, SS, Surface Mounted | 1 | CC | A surface mounted, satin finish stainless steel, sanitary napkin disposal. Disposal features a flip-up cover, secured to the container by a heavy duty stainless steel piano-hinge. Disposal may be secured to wall or toilet partition. For general purpose use in female toilet stalls or rooms and uni-sex toilet rooms.
A5109 | Grab Bar, ABA Compliant, SS, 2-Wall, W/C Accessible | 1 | CC | 2-wall toilet stall/room grab bar with concealed mounting flanges and a satin finish stainless steel peened gripping surface.. Snap over flanges are provided to conceal mounting screws. A selection of mounting kits and concealed anchor devices are available from the manufacturers for different types of installations. Grab bar shall comply with all barrier-free accessibility guidelines for design, sizing, positioning, installation, and structural strength. For typical water closet applications in toilet stalls and rooms where Architectural Barriers Act grab bar requirements must be met.
A5145 | Hook, Garment, Double, SS, Surface Mounted | 1 | CC | A surface mounted, satin finish stainless steel, double garment hook. Equipped with a concealed mounting bracket that is secured to a concealed wall plate. For general purpose use throughout the facility to hang various items of apparel.
A5200 | Dispenser, Toilet Tissue, SS, 2-Roll, Surface Mntd | 1 | CC | A concealed surface mounted, double roll, satin finish stainless steel, toilet tissue dispenser. Unit accommodates two standard-core toilet tissue rolls through 5" in diameter. Spindles are chrome plated plastic with a heavy-duty internal spring and turn freely for non-controlled delivery. For general purpose use in restrooms.
CT025 | Countertop, Solid Surface with Sink Combination | 1 | CC | A solid, nonporous countertop approximately 36"W x 22"D with a undercounter sink combination. The countertop is an acrylic-based solid surface product with a standard thickness of 1", and a 4" butt backsplash/curb. Surfaces will be easy to clean and maintain. Also referred to as a work surface or work top with sink. Available in a choice of colors, depths and sink shapes. Used for various applications in patient rooms, restrooms and throughout the facility. Usually a part of a casework interior design program. Unit does not include the drain and faucet.
F2015 | Basket, Wastepaper, Metal/Plastic,2 Swinging Doors | 1 | VV | Metal receptacle for soiled / used towels or waste. Equipped with a removable tapered top with two independently operating self-closing, spring hinged doors. Used in public facilities for the collection and temporary storage of refuse.
P9050 | Toilet, Wall Hung, Siphon Jet | 1 | CC | Siphon jet water closet/ toilet. This unit is wall hung with an elongated bowl, top spud flushometer, seat with open front and check hinge, and carrier. Used in restrooms throughout the health care facility.
7 - SB203 - Sml Hs Male Staff Toilet, Bldg Sprt | 7 - SB203 - Sml Hs Male Staff Toilet, Bldg Sprt | 7 - SB203 - Sml Hs Male Staff Toilet, Bldg Sprt | 7 - SB203 - Sml Hs Male Staff Toilet, Bldg Sprt | 7 - SB203 - Sml Hs Male Staff Toilet, Bldg Sprt
JSN | NAME | QTY | ACQ | DESCRIPTION
A1067 | Mirror, Float Glass, ADA Accessible | 1 | CC | A high quality 1/4" polished float glass mirror with a stainless steel frame. Frame holds mirror in a tilted position for accessibility and compliance with ADA requirements. Mirror has a galvanized steel back secured to frame with concealed screws with integral horizontal hanging brackets. Mirror shall be approximately 18" wide and 36" high. Other sizes are available.
A4995 | Table, Diaper Changing, Wall Mounted | 1 | CC | Wall mounted diaper changing table for use in public restrooms. Unit is a fold down system that folds upward when not in use for minimal intrusion into the room. Changing surface is contoured and has safety belt to insure that an infant will not fall from the table. Table is designed to hold no less than 250 pounds static weight. Closed dimensions are approximately 21" H x 36" W x 5" D. Open dimensions vary according to style. One system's open dimensions are 15 " high, 32" wide and 19" deep.
A5075 | Dispenser, Soap, Disposable | 1 | VV | Disposable soap dispenser. One-handed dispensing operation. Designed to accommodate disposable soap cartridge and valve.
A5082 | Dispenser, Paper Towel, Sensor, Hands Free | 1 | CC | A surface mounted, sensor activated, automatic, roll paper towel dispenser. The unit dispenses a paper towel automatically only when hands are place in position below the dispenser for maximum sanitation and hygiene. May include adjustable settings for sheet length, time delay, and sensor range. Unit is battery operated or with optional AC power adapter.
A5109 | Grab Bar, ABA Compliant, SS, 2-Wall, W/C Accessible | 1 | CC | 2-wall toilet stall/room grab bar with concealed mounting flanges and a satin finish stainless steel peened gripping surface.. Snap over flanges are provided to conceal mounting screws. A selection of mounting kits and concealed anchor devices are available from the manufacturers for different types of installations. Grab bar shall comply with all barrier-free accessibility guidelines for design, sizing, positioning, installation, and structural strength. For typical water closet applications in toilet stalls and rooms where Architectural Barriers Act grab bar requirements must be met.
A5145 | Hook, Garment, Double, SS, Surface Mounted | 1 | CC | A surface mounted, satin finish stainless steel, double garment hook. Equipped with a concealed mounting bracket that is secured to a concealed wall plate. For general purpose use throughout the facility to hang various items of apparel.
A5200 | Dispenser, Toilet Tissue, SS, 2-Roll, Surface Mntd | 1 | CC | A concealed surface mounted, double roll, satin finish stainless steel, toilet tissue dispenser. Unit accommodates two standard-core toilet tissue rolls through 5" in diameter. Spindles are chrome plated plastic with a heavy-duty internal spring and turn freely for non-controlled delivery. For general purpose use in restrooms.
CT025 | Countertop, Solid Surface with Sink Combination | 1 | CC | A solid, nonporous countertop approximately 36"W x 22"D with a undercounter sink combination. The countertop is an acrylic-based solid surface product with a standard thickness of 1", and a 4" butt backsplash/curb. Surfaces will be easy to clean and maintain. Also referred to as a work surface or work top with sink. Available in a choice of colors, depths and sink shapes. Used for various applications in patient rooms, restrooms and throughout the facility. Usually a part of a casework interior design program. Unit does not include the drain and faucet.
F2015 | Basket, Wastepaper, Metal/Plastic,2 Swinging Doors | 1 | VV | Metal receptacle for soiled / used towels or waste. Equipped with a removable tapered top with two independently operating self-closing, spring hinged doors. Used in public facilities for the collection and temporary storage of refuse.
P9050 | Toilet, Wall Hung, Siphon Jet | 1 | CC | Siphon jet water closet/ toilet. This unit is wall hung with an elongated bowl, top spud flushometer, seat with open front and check hinge, and carrier. Used in restrooms throughout the health care facility.
6 - NEIGHBORHOOD CENTER RECEPTION AREA | 6 - NEIGHBORHOOD CENTER RECEPTION AREA | 6 - NEIGHBORHOOD CENTER RECEPTION AREA | 6 - NEIGHBORHOOD CENTER RECEPTION AREA | 6 - NEIGHBORHOOD CENTER RECEPTION AREA
1 - RSH61 - Nghbrhd Ctr Covered Entrance, Sml Hs | 1 - RSH61 - Nghbrhd Ctr Covered Entrance, Sml Hs | 1 - RSH61 - Nghbrhd Ctr Covered Entrance, Sml Hs | 1 - RSH61 - Nghbrhd Ctr Covered Entrance, Sml Hs | 1 - RSH61 - Nghbrhd Ctr Covered Entrance, Sml Hs
JSN | NAME | QTY | ACQ | DESCRIPTION
2 - SB111 - Sml Hs Nghbrhd Ctr Lobby, Bldg Sprt | 2 - SB111 - Sml Hs Nghbrhd Ctr Lobby, Bldg Sprt | 2 - SB111 - Sml Hs Nghbrhd Ctr Lobby, Bldg Sprt | 2 - SB111 - Sml Hs Nghbrhd Ctr Lobby, Bldg Sprt | 2 - SB111 - Sml Hs Nghbrhd Ctr Lobby, Bldg Sprt
JSN | NAME | QTY | ACQ | DESCRIPTION
A6046 | Artwork, Decorative, With Frame | 2 | VV | This JSN is to be used for determining and defining location of decorative artwork.
F0205 | Chair, Side With Arms | 24 | VV | Upholstered side chair, 32" high X 21" wide X 23" deep with arms, padded seats and padded backs. Seat height is a minimum of 17". Available with or without sled base.
F3070 | Case, Display | 2 | VV | Display case. Equipped with glass doors, adjustable glass shelves, security locks and choice of either fabric or mirror backing.
F3200 | Clock, Battery, 12" Diameter | 1 | VV | Clock, 12" diameter. Round surface, easy to read numbers with sweep second hand. Wall mounted unit for use when impractical to install a fully synchronized clock system. Battery operated, (batteries not included).
3 - SB071 - Sml Hs Nghbrhd Ctr Accessible Waiting, Bldg Sprt | 3 - SB071 - Sml Hs Nghbrhd Ctr Accessible Waiting, Bldg Sprt | 3 - SB071 - Sml Hs Nghbrhd Ctr Accessible Waiting, Bldg Sprt | 3 - SB071 - Sml Hs Nghbrhd Ctr Accessible Waiting, Bldg Sprt | 3 - SB071 - Sml Hs Nghbrhd Ctr Accessible Waiting, Bldg Sprt
JSN | NAME | QTY | ACQ | DESCRIPTION
A5077 | Dispenser, Hand Sanitizer, Hands-Free | 1 | VV | A touch free wall-mounted hand sanitizer dispenser. For use throughout a healthcare facility. Unit does not include the sanitizing liquid. Units are battery operated.
A5210 | Bracket, Television, Wall Mounted, w/Adjust Arm | 1 | VV | Wall mounted television bracket with adjustable arm. Consists of movable arm with minimum 120 degree swivel. Designed for holding wall mounted, flat panel television units in patient rooms.
A5220 | Bracket, Television, Wall Backing | 1 | CC | Wall mounted television bracket backing which provides additional support and strength for the installation of the television bracket. Option available for interior or exterior plate and sized for 12â€ 16â€ or 24â€ stud spacing.
A6046 | Artwork, Decorative, With Frame | 1 | VV | This JSN is to be used for determining and defining location of decorative artwork.
F0206 | Chair, Side, Bariatric, With Arms | 1 | VV | A bariatric side chair with arms for use in a waiting room, lobby or other patient area. Chair will have a padded seat and back and have a capacity of 800 pounds.
F0305 | Chair, Waiting Room, Single | 2 | VV | Single seat waiting room chair with foam padded seat and back. Upholstered with either woven fabric textile or vinyl. Arms and floor glides included.
F2000 | Basket, Wastepaper, Fire Resistant | 1 | VV | Wastepaper basket, fire resistant, approximately 40 quart capacity. This unit is used to collect and temporarily store small quantities of paper refuse in patient rooms, administrative areas and nursing stations. Size and shape varies depending on the application and manufacturer selected.
F2300 | Rack, Magazine, Wall Mounted | 1 | VV | Wall mounted magazine rack with nine (9) magazine holding compartments.
F3200 | Clock, Battery, 12" Diameter | 1 | VV | Clock, 12" diameter. Round surface, easy to read numbers with sweep second hand. Wall mounted unit for use when impractical to install a fully synchronized clock system. Battery operated, (batteries not included).
M0506 | Television, Flat Screen | 1 | VV | Flat screen television with approximately 32'" to 40' diagonal screen size. The TV will have built-in speakers, NTSC tuner, a 16:9 wide screen aspect ratio, a minimum of 1280 x 768 resolution and a remote control.
4 - SB051 - Sml Hs Nghbrhd Ctr Family Waiting, Bldg Sprt | 4 - SB051 - Sml Hs Nghbrhd Ctr Family Waiting, Bldg Sprt | 4 - SB051 - Sml Hs Nghbrhd Ctr Family Waiting, Bldg Sprt | 4 - SB051 - Sml Hs Nghbrhd Ctr Family Waiting, Bldg Sprt | 4 - SB051 - Sml Hs Nghbrhd Ctr Family Waiting, Bldg Sprt
JSN | NAME | QTY | ACQ | DESCRIPTION
A5077 | Dispenser, Hand Sanitizer, Hands-Free | 1 | VV | A touch free wall-mounted hand sanitizer dispenser. For use throughout a healthcare facility. Unit does not include the sanitizing liquid. Units are battery operated.
A6046 | Artwork, Decorative, With Frame | 1 | VV | This JSN is to be used for determining and defining location of decorative artwork.
F0206 | Chair, Side, Bariatric, With Arms | 1 | VV | A bariatric side chair with arms for use in a waiting room, lobby or other patient area. Chair will have a padded seat and back and have a capacity of 800 pounds.
F0305 | Chair, Waiting Room, Single | 3 | VV | Single seat waiting room chair with foam padded seat and back. Upholstered with either woven fabric textile or vinyl. Arms and floor glides included.
F2000 | Basket, Wastepaper, Fire Resistant | 1 | VV | Wastepaper basket, fire resistant, approximately 40 quart capacity. This unit is used to collect and temporarily store small quantities of paper refuse in patient rooms, administrative areas and nursing stations. Size and shape varies depending on the application and manufacturer selected.
F3200 | Clock, Battery, 12" Diameter | 1 | VV | Clock, 12" diameter. Round surface, easy to read numbers with sweep second hand. Wall mounted unit for use when impractical to install a fully synchronized clock system. Battery operated, (batteries not included).
5 - SB191 - Sml Hs Nghbrhd Ctr Public Toilet, Bldg Sprt | 5 - SB191 - Sml Hs Nghbrhd Ctr Public Toilet, Bldg Sprt | 5 - SB191 - Sml Hs Nghbrhd Ctr Public Toilet, Bldg Sprt | 5 - SB191 - Sml Hs Nghbrhd Ctr Public Toilet, Bldg Sprt | 5 - SB191 - Sml Hs Nghbrhd Ctr Public Toilet, Bldg Sprt
JSN | NAME | QTY | ACQ | DESCRIPTION
A1067 | Mirror, Float Glass, ADA Accessible | 1 | CC | A high quality 1/4" polished float glass mirror with a stainless steel frame. Frame holds mirror in a tilted position for accessibility and compliance with ADA requirements. Mirror has a galvanized steel back secured to frame with concealed screws with integral horizontal hanging brackets. Mirror shall be approximately 18" wide and 36" high. Other sizes are available.
A4995 | Table, Diaper Changing, Wall Mounted | 1 | CC | Wall mounted diaper changing table for use in public restrooms. Unit is a fold down system that folds upward when not in use for minimal intrusion into the room. Changing surface is contoured and has safety belt to insure that an infant will not fall from the table. Table is designed to hold no less than 250 pounds static weight. Closed dimensions are approximately 21" H x 36" W x 5" D. Open dimensions vary according to style. One system's open dimensions are 15 " high, 32" wide and 19" deep.
A5075 | Dispenser, Soap, Disposable | 1 | VV | Disposable soap dispenser. One-handed dispensing operation. Designed to accommodate disposable soap cartridge and valve.
A5082 | Dispenser, Paper Towel, Sensor, Hands Free | 1 | CC | A surface mounted, sensor activated, automatic, roll paper towel dispenser. The unit dispenses a paper towel automatically only when hands are place in position below the dispenser for maximum sanitation and hygiene. May include adjustable settings for sheet length, time delay, and sensor range. Unit is battery operated or with optional AC power adapter.
A5090 | Disposal, Sanitary Napkin, SS, Surface Mounted | 1 | CC | A surface mounted, satin finish stainless steel, sanitary napkin disposal. Disposal features a flip-up cover, secured to the container by a heavy duty stainless steel piano-hinge. Disposal may be secured to wall or toilet partition. For general purpose use in female toilet stalls or rooms and uni-sex toilet rooms.
A5109 | Grab Bar, ABA Compliant, SS, 2-Wall, W/C Accessible | 1 | CC | 2-wall toilet stall/room grab bar with concealed mounting flanges and a satin finish stainless steel peened gripping surface.. Snap over flanges are provided to conceal mounting screws. A selection of mounting kits and concealed anchor devices are available from the manufacturers for different types of installations. Grab bar shall comply with all barrier-free accessibility guidelines for design, sizing, positioning, installation, and structural strength. For typical water closet applications in toilet stalls and rooms where Architectural Barriers Act grab bar requirements must be met.
A5145 | Hook, Garment, Double, SS, Surface Mounted | 1 | CC | A surface mounted, satin finish stainless steel, double garment hook. Equipped with a concealed mounting bracket that is secured to a concealed wall plate. For general purpose use throughout the facility to hang various items of apparel.
A5200 | Dispenser, Toilet Tissue, SS, 2-Roll, Surface Mntd | 1 | CC | A concealed surface mounted, double roll, satin finish stainless steel, toilet tissue dispenser. Unit accommodates two standard-core toilet tissue rolls through 5" in diameter. Spindles are chrome plated plastic with a heavy-duty internal spring and turn freely for non-controlled delivery. For general purpose use in restrooms.
F2010 | Basket, Wastepaper, Step-On | 1 | VV | "Step-on" wastepaper basket with inner liner and foot petal activated flip top.
P3200 | Lavatory, Vitreous China, Slab Type w/Sens Op Fauc | 1 | CC | Wall mounted, slab type, vitreous china, lavatory (approximately 7 x 15 x 10 inches) with faucet holes on 4 inch centers; electronic sensor operated, goose neck spout and grid strainer. It shall be suitable for use in clinics, offices and patient care areas.
P9050 | Toilet, Wall Hung, Siphon Jet | 1 | CC | Siphon jet water closet/ toilet. This unit is wall hung with an elongated bowl, top spud flushometer, seat with open front and check hinge, and carrier. Used in restrooms throughout the health care facility.
6 - SB136 - Sml Hs Nghbrhd Ctr Family Toilet, Bldg Sprt | 6 - SB136 - Sml Hs Nghbrhd Ctr Family Toilet, Bldg Sprt | 6 - SB136 - Sml Hs Nghbrhd Ctr Family Toilet, Bldg Sprt | 6 - SB136 - Sml Hs Nghbrhd Ctr Family Toilet, Bldg Sprt | 6 - SB136 - Sml Hs Nghbrhd Ctr Family Toilet, Bldg Sprt
JSN | NAME | QTY | ACQ | DESCRIPTION
A1067 | Mirror, Float Glass, ADA Accessible | 1 | CC | A high quality 1/4" polished float glass mirror with a stainless steel frame. Frame holds mirror in a tilted position for accessibility and compliance with ADA requirements. Mirror has a galvanized steel back secured to frame with concealed screws with integral horizontal hanging brackets. Mirror shall be approximately 18" wide and 36" high. Other sizes are available.
A4995 | Table, Diaper Changing, Wall Mounted | 1 | CC | Wall mounted diaper changing table for use in public restrooms. Unit is a fold down system that folds upward when not in use for minimal intrusion into the room. Changing surface is contoured and has safety belt to insure that an infant will not fall from the table. Table is designed to hold no less than 250 pounds static weight. Closed dimensions are approximately 21" H x 36" W x 5" D. Open dimensions vary according to style. One system's open dimensions are 15 " high, 32" wide and 19" deep.
A5075 | Dispenser, Soap, Disposable | 1 | VV | Disposable soap dispenser. One-handed dispensing operation. Designed to accommodate disposable soap cartridge and valve.
A5082 | Dispenser, Paper Towel, Sensor, Hands Free | 1 | CC | A surface mounted, sensor activated, automatic, roll paper towel dispenser. The unit dispenses a paper towel automatically only when hands are place in position below the dispenser for maximum sanitation and hygiene. May include adjustable settings for sheet length, time delay, and sensor range. Unit is battery operated or with optional AC power adapter.
A5090 | Disposal, Sanitary Napkin, SS, Surface Mounted | 1 | CC | A surface mounted, satin finish stainless steel, sanitary napkin disposal. Disposal features a flip-up cover, secured to the container by a heavy duty stainless steel piano-hinge. Disposal may be secured to wall or toilet partition. For general purpose use in female toilet stalls or rooms and uni-sex toilet rooms.
A5109 | Grab Bar, ABA Compliant, SS, 2-Wall, W/C Accessible | 1 | CC | 2-wall toilet stall/room grab bar with concealed mounting flanges and a satin finish stainless steel peened gripping surface.. Snap over flanges are provided to conceal mounting screws. A selection of mounting kits and concealed anchor devices are available from the manufacturers for different types of installations. Grab bar shall comply with all barrier-free accessibility guidelines for design, sizing, positioning, installation, and structural strength. For typical water closet applications in toilet stalls and rooms where Architectural Barriers Act grab bar requirements must be met.
A5145 | Hook, Garment, Double, SS, Surface Mounted | 1 | CC | A surface mounted, satin finish stainless steel, double garment hook. Equipped with a concealed mounting bracket that is secured to a concealed wall plate. For general purpose use throughout the facility to hang various items of apparel.
A5200 | Dispenser, Toilet Tissue, SS, 2-Roll, Surface Mntd | 1 | CC | A concealed surface mounted, double roll, satin finish stainless steel, toilet tissue dispenser. Unit accommodates two standard-core toilet tissue rolls through 5" in diameter. Spindles are chrome plated plastic with a heavy-duty internal spring and turn freely for non-controlled delivery. For general purpose use in restrooms.
CT025 | Countertop, Solid Surface with Sink Combination | 1 | CC | A solid, nonporous countertop approximately 36"W x 22"D with a undercounter sink combination. The countertop is an acrylic-based solid surface product with a standard thickness of 1", and a 4" butt backsplash/curb. Surfaces will be easy to clean and maintain. Also referred to as a work surface or work top with sink. Available in a choice of colors, depths and sink shapes. Used for various applications in patient rooms, restrooms and throughout the facility. Usually a part of a casework interior design program. Unit does not include the drain and faucet.
F2015 | Basket, Wastepaper, Metal/Plastic,2 Swinging Doors | 1 | VV | Metal receptacle for soiled / used towels or waste. Equipped with a removable tapered top with two independently operating self-closing, spring hinged doors. Used in public facilities for the collection and temporary storage of refuse.
P9050 | Toilet, Wall Hung, Siphon Jet | 1 | CC | Siphon jet water closet/ toilet. This unit is wall hung with an elongated bowl, top spud flushometer, seat with open front and check hinge, and carrier. Used in restrooms throughout the health care facility.
7 - NEIGHBORHOOD CENTER RESIDENT AREA | 7 - NEIGHBORHOOD CENTER RESIDENT AREA | 7 - NEIGHBORHOOD CENTER RESIDENT AREA | 7 - NEIGHBORHOOD CENTER RESIDENT AREA | 7 - NEIGHBORHOOD CENTER RESIDENT AREA
1 - RSH62 - Nghbrhd Ctr Multipurpose Activity Room, Sml Hs | 1 - RSH62 - Nghbrhd Ctr Multipurpose Activity Room, Sml Hs | 1 - RSH62 - Nghbrhd Ctr Multipurpose Activity Room, Sml Hs | 1 - RSH62 - Nghbrhd Ctr Multipurpose Activity Room, Sml Hs | 1 - RSH62 - Nghbrhd Ctr Multipurpose Activity Room, Sml Hs
JSN | NAME | QTY | ACQ | DESCRIPTION
A1010 | Telecommunication Outlet | 2 | CC | Telecommunication outlet location.
A1012 | Telephone, Wall Mounted, 1 Line | 1 | VV | Telephone, wall mounted, 1 line.
A5185 | Track, Drapery, Ceil/Wall Mntd, Sngl Channel Cord | 1 | VV | Ceiling or wall mounted single channel cord drapery track. Adjustable with mounted brackets and slides. Dimensions and shape as required. Unit consists of a thick extruded aluminum track. Equipped with self-lubricating carriers, beaded drop chain, hooks, removable end caps, and curtain. Designed to be suspended around patient areas where privacy is needed. Price listed is per foot of the track, curtains to be priced per quote.
A5210 | Bracket, Television, Wall Mounted, w/Adjust Arm | 1 | VV | Wall mounted television bracket with adjustable arm. Consists of movable arm with minimum 120 degree swivel. Designed for holding wall mounted, flat panel television units in patient rooms.
A5220 | Bracket, Television, Wall Backing | 1 | CC | Wall mounted television bracket backing which provides additional support and strength for the installation of the television bracket. Option available for interior or exterior plate and sized for 12â€ 16â€ or 24â€ stud spacing.
A6046 | Artwork, Decorative, With Frame | 2 | VV | This JSN is to be used for determining and defining location of decorative artwork.
A6305 | Drapes, Pair | 1 | VV | This JSN is to be used for determining and defining the location of drapes. Fabric to be flame retardant, variable colors and patterns with backing. Price based on a pair of drapes for a window approximately 36" W X 60" H.
F0115 | Bookcase, Open, 5 Shelf | 1 | VV | Freestanding open shelf bookcase, approximately 82" high X 37" wide X 18" deep with 5 (five) adjustable shelves. Unit can be separate or part of a system with available add-on shelving.
F0205 | Chair, Side With Arms | 1 | VV | Upholstered side chair, 32" high X 21" wide X 23" deep with arms, padded seats and padded backs. Seat height is a minimum of 17". Available with or without sled base.
F0210 | Chair, Side, Without Arms | 1 | VV | Upholstered side chair approximately 32" high X 19" wide X 23" deep with floor glides. Seat is non-tilting and without arms.
F0225 | Chair, Dining Room | 4 | VV | Dining room chair with glides. Chair has straight legs with cushioned cloth or vinyl seat.
F0255 | Chair, Easy | 4 | VV | Easy chair approximately 35" high X 28" wide X 32" deep with arms and floor glides. Arms, back and seat are foam padded and upholstered in woven textile fabric or vinyl.
F0280 | Chair, Swivel, Low Back | 1 | VV | Low back contemporary swivel chair, 37" high X 25" wide X 31" deep with a five (5) caster swivel base, arms and foam padded seat and back upholstered with either woven textile fabric or vinyl.
F0375 | Sofa, Upholstered | 1 | VV | Executive sofa with woven fabric textile or vinyl upholstery, foam padded arms, steel spring and foam rubber backs and seats, and floor glides.
F0735 | Table, Coffee | 1 | VV | Coffee table, approximately 18" high X 52" wide X 24" deep.
F0740 | Table, Occasional, Lamp | 2 | VV | Occasional lamp table (end table) approximately 20" high X 27" wide X 27" deep with choice of finishes (wood, oak veneer, or high pressure laminate).
F0795 | Table, Dining | 1 | VV | Dining table. Round 42" diameter or square 42" X 42". Used in dining facilities and can comfortably seat up to four (4) persons.
F0820 | Table, Office, Round | 1 | VV | Round office table, approximately 29" high X 42" diameter.
F2000 | Basket, Wastepaper, Fire Resistant | 1 | VV | Wastepaper basket, fire resistant, approximately 40 quart capacity. This unit is used to collect and temporarily store small quantities of paper refuse in patient rooms, administrative areas and nursing stations. Size and shape varies depending on the application and manufacturer selected.
F2305 | Rack, Magazine, F/S | 1 | VV | Free standing magazine rack. Used to display publications in offices, lobbies, and waiting areas.
F2420 | Lamp, Table, With Shade | 2 | VV | Table lamp, 27-34" high X 6" wide X 6" deep with linen shade. Convenience outlet required at point of use.
F3010 | Board, Bulletin, 48 x 48 | 1 | VV | Open face bulletin board. Cork posting panel with moisture proof backing. Variety of frames to choose from. Used for posting notes and messages.
F3200 | Clock, Battery, 12" Diameter | 1 | VV | Clock, 12" diameter. Round surface, easy to read numbers with sweep second hand. Wall mounted unit for use when impractical to install a fully synchronized clock system. Battery operated, (batteries not included).
M0510 | TV/DVD Combination | 1 | VV | TV/DVD Combination with Remote Control, The unit shall have the following minimum features: Front end audio/video/earphone inputs jacks, on screen menu display, HDTV and digital tuning capability, and video tracking adjustment capability.
M0515 | Television, HD, 40" Class | 1 | VV | High definition (HDTV) multimedia flat panel LED 40" class display television. The TV will have a 16:9 wide screen aspect ratio, minimum of 1920 x 1080 display resolution, digital tuner, minimum refresh rate of 60Hz, minimum of two HDMI ports and 1 USB port ENERGY STAR certified.
2 - RSH66 - Nghbrhd Ctr Kitchenette, Sml Hs | 2 - RSH66 - Nghbrhd Ctr Kitchenette, Sml Hs | 2 - RSH66 - Nghbrhd Ctr Kitchenette, Sml Hs | 2 - RSH66 - Nghbrhd Ctr Kitchenette, Sml Hs | 2 - RSH66 - Nghbrhd Ctr Kitchenette, Sml Hs
JSN | NAME | QTY | ACQ | DESCRIPTION
A1010 | Telecommunication Outlet | 1 | CC | Telecommunication outlet location.
A1012 | Telephone, Wall Mounted, 1 Line | 1 | VV | Telephone, wall mounted, 1 line.
A1080 | Mirror, Posture, Wall Mounted | 1 | CC | Wall mounted posture mirror. Consists of a 1/4" plate glass in a sturdy corrosion resistant frame with water proof back. For educational and therapy programs.
A5075 | Dispenser, Soap, Disposable | 1 | VV | Disposable soap dispenser. One-handed dispensing operation. Designed to accommodate disposable soap cartridge and valve.
A5080 | Dispenser, Paper Towel, SS, Surface Mounted | 1 | CC | A surface mounted, satin finish stainless steel, single-fold, paper towel dispenser. Dispenser features: tumbler lock; front hinged at bottom; and refill indicator slot. Minimum capacity 400 single-fold paper towels. For general purpose use throughout the facility.
A5145 | Hook, Garment, Double, SS, Surface Mounted | 1 | CC | A surface mounted, satin finish stainless steel, double garment hook. Equipped with a concealed mounting bracket that is secured to a concealed wall plate. For general purpose use throughout the facility to hang various items of apparel.
A5210 | Bracket, Television, Wall Mounted, w/Adjust Arm | 1 | VV | Wall mounted television bracket with adjustable arm. Consists of movable arm with minimum 120 degree swivel. Designed for holding wall mounted, flat panel television units in patient rooms.
A5220 | Bracket, Television, Wall Backing | 1 | CC | Wall mounted television bracket backing which provides additional support and strength for the installation of the television bracket. Option available for interior or exterior plate and sized for 12â€ 16â€ or 24â€ stud spacing.
C02C0 | Cabinet, U/C/B, 1 Shelf, 1 Drawer, 1 DO, 36x24x22 | 1 | CC | Standing height under counter base cabinet with an adjustable shelf and a full width drawer above a solid right or left-hinged door (appropriate door hinge configuration to be indicated on equipment elevation drawings). Also referred to as a combination cabinet or a drawer and cupboard cabinet. For general purpose use throughout the facility.
C02D0 | Cabinet, U/C/B, 4 Drawer, 36x24x22 | 1 | CC | Standing height under counter base cabinet with four full width drawers of equal height. Also referred to as a drawer cabinet. For general purpose use throughout the facility.
C04P0 | Cabinet, Sink, U/C/B, 2 Door, 36x36x22 | 1 | CC | Standing height under counter base sink cabinet with solid hinged doors. Also referred to as a double-door sink cabinet. For general purpose use throughout the facility where a sink is to be used. Coordinate actual clear cabinet dimension with the actual outside dimension of sink that is specified to ensure that they are compatible.
CB020 | Cabinet, W/H, 2 Shelf, 1 DO, Sloping Top, 38x24x13 | 2 | CC | Wall hung cabinet with two adjustable shelves, solid right or left-hinged door (appropriate door hinge configuration to be indicated on equipment elevation drawings), and sloping top. Also referred to as a solid hinged single door case. For general purpose use throughout the facility.
CS010 | Sink, SS, Single Compartment, 7.5x12x12 ID | 1 | CC | Single compartment stainless steel sink, drop-in, self-rimming, ledge-type, connected with a drain and provided with a mixing faucet. It shall also be provided with pre-punched fixture holes on 4" center, integral back ledge to accommodate deck-mounted fixtures, brushed/polished interior and top surfaces, and sound deadened. Recommended for use in suspended or U/C/B sink cabinets having a high plastic laminate or Chemsurf laminate countertop/work surface. For general purpose use throughout the facility.
CT020 | Countertop, Solid Surface | 7 | CC | A solid, nonporous countertop with a smooth seamless appearance. Easy to clean and maintain and with proper cleaning does not support the growth of mold. An acrylic-based solid surface product. Standard thickness of 1", and a 4" butt backsplash/curb. Also referred to as a work surface or work top. Available in a choice of colors and depths. Used in lab and other hospital areas requiring optimum physical and chemical resisting properties.
F0225 | Chair, Dining Room | 4 | VV | Dining room chair with glides. Chair has straight legs with cushioned cloth or vinyl seat.
F0795 | Table, Dining | 1 | VV | Dining table. Round 42" diameter or square 42" X 42". Used in dining facilities and can comfortably seat up to four (4) persons.
F2015 | Basket, Wastepaper, Metal/Plastic,2 Swinging Doors | 1 | VV | Metal receptacle for soiled / used towels or waste. Equipped with a removable tapered top with two independently operating self-closing, spring hinged doors. Used in public facilities for the collection and temporary storage of refuse.
F3065 | Whiteboard/Bulletin Board, Combination | 1 | VV | A combination whiteboard and bulletin board, half LCS and half cork. Available with either aluminum or wood frame. It can be used in patient rooms or in any appropriate space in the facility.
F3200 | Clock, Battery, 12" Diameter | 1 | VV | Clock, 12" diameter. Round surface, easy to read numbers with sweep second hand. Wall mounted unit for use when impractical to install a fully synchronized clock system. Battery operated, (batteries not included).
K1552 | Brewer, Coffee, Auto, Elect, 3 Burner, Front/Back | 1 | VV | Space saving front to back automatic coffee maker. This unit includes a heating tank, connection for a cold water supply, decanter service with three burners, funnel and a water flow controller. The unit is used for semi-automatic coffee brewing in cafeterias and commercial institutions. The unit automatically shuts off the water flow when enough has passed through to fill the pot. The unit is normally provided plumbed with a hot water faucet to the side for making other hot drinks (tea, cider, cocoa, etc.). The database height dimension does not include the clearance for coffee decanters warming on the upper burners.
K4665 | Oven, Microwave, Consumer | 1 | VV | Counter mounted microwave oven for average duty use. The exterior cabinet can be metal or heavy duty impact resistant plastic. The oven delivers instant energy for rapid heating, defrosting or prime cooking. The oven has touch pad controls, digital timer, power level selector and preprogrammed selectors for commonly cooked items. This oven is commonly found in staff lounges.
M0515 | Television, HD, 40" Class | 1 | VV | High definition (HDTV) multimedia flat panel LED 40" class display television. The TV will have a 16:9 wide screen aspect ratio, minimum of 1920 x 1080 display resolution, digital tuner, minimum refresh rate of 60Hz, minimum of two HDMI ports and 1 USB port ENERGY STAR certified.
R7250 | Refrigerator/Freezer, 20 Cubic Feet | 1 | VV | Refrigerator/freezer unit. This type unit includes a food saver system that helps keep food fresher. It also includes roll out wheels and is equipped for an optional automatic icemaker. This unit is of commercial or residential design and use.
3 - RSH68 - Nghbrhd Ctr Multipurpose / Activity Room Storage Room, Sml Hs | 3 - RSH68 - Nghbrhd Ctr Multipurpose / Activity Room Storage Room, Sml Hs | 3 - RSH68 - Nghbrhd Ctr Multipurpose / Activity Room Storage Room, Sml Hs | 3 - RSH68 - Nghbrhd Ctr Multipurpose / Activity Room Storage Room, Sml Hs | 3 - RSH68 - Nghbrhd Ctr Multipurpose / Activity Room Storage Room, Sml Hs
JSN | NAME | QTY | ACQ | DESCRIPTION
A1010 | Telecommunication Outlet | 1 | CC | Telecommunication outlet location.
A1014 | Telephone, Wall Mounted, 1 Line, With Speaker | 1 | VV | Telephone, wall mounted, 1 line, with speaker.
M2055 | Shelving, Storage, Wire, CRS, w/Adjustable Shelves | 4 | VV | Stationary, wire, shelving unit. Unit has fully adjustable shelves constructed of stainless steel. For use in general purpose storage areas. Shelving is provided in various sizes and configurations. Price provided is for a unit approximately 74"H x 18"D x 48"W with four shelves.
4 - RSH71 - Nghbrhd Ctr Snoezelen Sensory Therapy Room, Sml Hs | 4 - RSH71 - Nghbrhd Ctr Snoezelen Sensory Therapy Room, Sml Hs | 4 - RSH71 - Nghbrhd Ctr Snoezelen Sensory Therapy Room, Sml Hs | 4 - RSH71 - Nghbrhd Ctr Snoezelen Sensory Therapy Room, Sml Hs | 4 - RSH71 - Nghbrhd Ctr Snoezelen Sensory Therapy Room, Sml Hs
JSN | NAME | QTY | ACQ | DESCRIPTION
5 - RSH73 - Nghbrhd Ctr Namaste Sensory Therapy Room, Sml Hs | 5 - RSH73 - Nghbrhd Ctr Namaste Sensory Therapy Room, Sml Hs | 5 - RSH73 - Nghbrhd Ctr Namaste Sensory Therapy Room, Sml Hs | 5 - RSH73 - Nghbrhd Ctr Namaste Sensory Therapy Room, Sml Hs | 5 - RSH73 - Nghbrhd Ctr Namaste Sensory Therapy Room, Sml Hs
JSN | NAME | QTY | ACQ | DESCRIPTION
6 - SC052 - Sml Hs Nghbrhd Ctr Crash Cart Alcove, Clncl Sprt | 6 - SC052 - Sml Hs Nghbrhd Ctr Crash Cart Alcove, Clncl Sprt | 6 - SC052 - Sml Hs Nghbrhd Ctr Crash Cart Alcove, Clncl Sprt | 6 - SC052 - Sml Hs Nghbrhd Ctr Crash Cart Alcove, Clncl Sprt | 6 - SC052 - Sml Hs Nghbrhd Ctr Crash Cart Alcove, Clncl Sprt
JSN | NAME | QTY | ACQ | DESCRIPTION
E0954 | Cart, Emergency, Mobile, 66"H x 32"W x 22"D | 1 | VV | THIS TYPICAL INCLUDES: 1 Cart body, style-A narrow, w/raised edge top 1 Accessory rail, side 1 Accessory rail, back 1 Defibrillator tray 1 IV pole 1 Breakaway bar 1 Flip-up shelf 1 Wastebasket 1 Oxygen tank holder 1 Electrical box-4 outlet 1 Cord wrap 4 Drawer, 3"H 3 Drawer, 6"H Drawer organizer bins.
M1100 | Resuscitator, Bag-Mask, Hand Operated | 1 | VV | Hand operated bag-mask resuscitator. Consists of face mask, non-rebreathing valve, compression bag and tidal bag. Used for resuscitation in life saving situations.
M7660 | Defibrillator/Monitor/Recorder, Portable | 1 | VV | Portable defibrillator-monitor-recorder. Integral unit system operable from self-contained rechargeable batteries. ECG may be viewed through paddles or patient cable. Options include external pacing and 12-Lead.
M8769 | Aspirator, Resuscitation, Portable w/ Battery | 1 | VV | High-vacuum and high-flow AC/DC powered suction unit for use on emergency resuscitation carts and for general suction use. Light weight, compact design, fully enclosed water resistant unit with an average run time of 60 minutes. Includes variable suction range up to 580 mmHg and 1200 CC collection canister.
8 - NEIGHBORHOOD CENTER SUPPORT AREA | 8 - NEIGHBORHOOD CENTER SUPPORT AREA | 8 - NEIGHBORHOOD CENTER SUPPORT AREA | 8 - NEIGHBORHOOD CENTER SUPPORT AREA | 8 - NEIGHBORHOOD CENTER SUPPORT AREA
1 - SB682 - Sml Hs Nghbrhd Ctr Receiving / Breakdown Room, Lgstcs Svc | 1 - SB682 - Sml Hs Nghbrhd Ctr Receiving / Breakdown Room, Lgstcs Svc | 1 - SB682 - Sml Hs Nghbrhd Ctr Receiving / Breakdown Room, Lgstcs Svc | 1 - SB682 - Sml Hs Nghbrhd Ctr Receiving / Breakdown Room, Lgstcs Svc | 1 - SB682 - Sml Hs Nghbrhd Ctr Receiving / Breakdown Room, Lgstcs Svc
JSN | NAME | QTY | ACQ | DESCRIPTION
F2016 | Waste Receptacle, 40 GAL | 1 | VV | Rectangular steel waste receptacle with step-on lid and a 40 gallon capacity. The receptacle is used to collect and temporarily store small quantities of paper refuse. Can be used in restrooms, patient areas, laboratories, pharmacies, etc.
2 - SB743 - Sml Hs Nghbrhd Ctr Soiled Utility Room, Lgstcs Svc | 2 - SB743 - Sml Hs Nghbrhd Ctr Soiled Utility Room, Lgstcs Svc | 2 - SB743 - Sml Hs Nghbrhd Ctr Soiled Utility Room, Lgstcs Svc | 2 - SB743 - Sml Hs Nghbrhd Ctr Soiled Utility Room, Lgstcs Svc | 2 - SB743 - Sml Hs Nghbrhd Ctr Soiled Utility Room, Lgstcs Svc
JSN | NAME | QTY | ACQ | DESCRIPTION
A1012 | Telephone, Wall Mounted, 1 Line | 1 | VV | Telephone, wall mounted, 1 line.
A5075 | Dispenser, Soap, Disposable | 1 | VV | Disposable soap dispenser. One-handed dispensing operation. Designed to accommodate disposable soap cartridge and valve.
A5077 | Dispenser, Hand Sanitizer, Hands-Free | 1 | VV | A touch free wall-mounted hand sanitizer dispenser. For use throughout a healthcare facility. Unit does not include the sanitizing liquid. Units are battery operated.
A5080 | Dispenser, Paper Towel, SS, Surface Mounted | 1 | CC | A surface mounted, satin finish stainless steel, single-fold, paper towel dispenser. Dispenser features: tumbler lock; front hinged at bottom; and refill indicator slot. Minimum capacity 400 single-fold paper towels. For general purpose use throughout the facility.
A5106 | Waste Disposal Unit, Sharps w/Glove Dispenser | 1 | VV | The unit is designed for the disposal of sharps and complies with OSHA guidelines for the handling of sharps. It shall house a 5 quart container and be capable of being mounted on a wall. It shall have a glove dispenser attached. The unit shall be secured by a locked enclosure.
C04F0 | Cabinet, U/C/B, 1 Shelf, 2 Half DR, 2 DO, 36x36x22 | 1 | CC | Standing height under counter base cabinet with an adjustable shelf and two half width drawers above solid hinged doors. Also referred to as a combination cabinet or a drawer and cupboard cabinet. For general purpose use throughout the facility.
C05P0 | Cabinet, Sink, U/C/B, 2 Door, 36x48x22 | 1 | CC | Standing height under counter base sink cabinet with solid hinged doors. Also referred to as a double-door sink cabinet. For general purpose use throughout the facility where a sink is to be used. Coordinate actual clear cabinet dimension with the actual outside dimension of sink that is specified to ensure that they are compatible.
CS200 | Sink, SS, Single Compartment, 12x28x16 ID | 1 | CC | Single compartment stainless steel sink, drop-in, self-rimming, ledge-type, connected with a drain and provided with a mixing faucet. It shall also be provided with pre-punched fixture holes on 4" center, integral back ledge to accommodate deck-mounted fixtures, brushed/polished interior and top surfaces, and sound deadened. Recommended for use in suspended or U/C/B sink cabinets having a high plastic laminate or Chemsurf laminate countertop/work surface. Coordinate actual outside sink dimensions with the actual clear dimension of cabinet specified to ensure that they are compatible. For general purpose use throughout the facility.
CT050 | Countertop, Stainless Steel | 1 | CC | Stainless steel countertop (composition of heavy-gauge Type No. 304 stainless steel) having a smooth satin finish and integral 4" backsplash/curb. Also referred to as a corrosion-resistant steel work surface or work top. Available in various depths. Used in areas where excellent ease of cleaning, abrasion resistance, bacteria resistance, impact resistance, load capacity and moisture resistance, are of concern. Pricing based upon a 24" depth.
F2020 | Can, Trash, 44 Gallon | 1 | VV | Forty four (44) gallon trash can, 32" high X 24" diameter, with lid. Used to collect and transport refuse from a point of origin to point of disposal (example: from soiled utility or a nursing unit to the trash compactor at housekeeping).
P2000 | Eyewash, Wall Mounted, Hands-Free | 1 | CC | Wall mounted emergency eye wash station. The flow of water from the unit is activated by hand. Upon initiation of water flow the unit will operate hands free to provide streams of water to clear foreign particles or dilute caustic liquids from the eyes in emergency situations. Used in laboratories and areas of the hospital where employees are subject to foreign bodies or liquid material to the eyes.
P2450 | Valve, Mixing, Thermostatic | 1 | CC | Thermostatic mixing valve with washout hose. Used with portable whirlpool equipment. Thermostatic valve is used to maintain temperature between 70 and 110 degree Fahrenheit, with a flow rate of 20 gallons a minute. The washout hose assembly is used to wash out tanks after treatment. Used in physical therapy department to provide comfortable water temperature for patient treatments.
P3100 | Lavatory, Vitreous China, Slab Type | 1 | CC | Wall mounted, slab type, vitreous china, lavatory (approximate bowl size 7"x15"x10") with: faucet holes on 4" centers; gooseneck spout; wrist blade handles; and grid strainer. It shall be suitable for use in clinics, offices, washrooms or patient care area.
3 - SB663 - Sml Hs Nghbrhd Ctr General Storage Room, Lgstcs Svc | 3 - SB663 - Sml Hs Nghbrhd Ctr General Storage Room, Lgstcs Svc | 3 - SB663 - Sml Hs Nghbrhd Ctr General Storage Room, Lgstcs Svc | 3 - SB663 - Sml Hs Nghbrhd Ctr General Storage Room, Lgstcs Svc | 3 - SB663 - Sml Hs Nghbrhd Ctr General Storage Room, Lgstcs Svc
JSN | NAME | QTY | ACQ | DESCRIPTION
M2055 | Shelving, Storage, Wire, CRS, w/Adjustable Shelves | 2 | VV | Stationary, wire, shelving unit. Unit has fully adjustable shelves constructed of stainless steel. For use in general purpose storage areas. Shelving is provided in various sizes and configurations. Price provided is for a unit approximately 74"H x 18"D x 48"W with four shelves.
4 - SC471 - Sml Hs Nghbrhd Ctr Clean Linen Room, EMS | 4 - SC471 - Sml Hs Nghbrhd Ctr Clean Linen Room, EMS | 4 - SC471 - Sml Hs Nghbrhd Ctr Clean Linen Room, EMS | 4 - SC471 - Sml Hs Nghbrhd Ctr Clean Linen Room, EMS | 4 - SC471 - Sml Hs Nghbrhd Ctr Clean Linen Room, EMS
JSN | NAME | QTY | ACQ | DESCRIPTION
M2055 | Shelving, Storage, Wire, CRS, w/Adjustable Shelves | 1 | VV | Stationary, wire, shelving unit. Unit has fully adjustable shelves constructed of stainless steel. For use in general purpose storage areas. Shelving is provided in various sizes and configurations. Price provided is for a unit approximately 74"H x 18"D x 48"W with four shelves.
5 - SC452 - Sml Hs Nghbrhd Ctr Soiled Linen Room, EMS | 5 - SC452 - Sml Hs Nghbrhd Ctr Soiled Linen Room, EMS | 5 - SC452 - Sml Hs Nghbrhd Ctr Soiled Linen Room, EMS | 5 - SC452 - Sml Hs Nghbrhd Ctr Soiled Linen Room, EMS | 5 - SC452 - Sml Hs Nghbrhd Ctr Soiled Linen Room, EMS
JSN | NAME | QTY | ACQ | DESCRIPTION
F0510 | Cart, Linen, Soiled | 1 | VV | Soiled linen collection cart, approximately 70" H x 68" W x 28" D with four (4) casters. Used to transport clean or soiled laundry.
6 - SB244 - Sml Hs Nghbrhd Ctr Housekeeping Aides Closet (HAC), Bldg Sprt | 6 - SB244 - Sml Hs Nghbrhd Ctr Housekeeping Aides Closet (HAC), Bldg Sprt | 6 - SB244 - Sml Hs Nghbrhd Ctr Housekeeping Aides Closet (HAC), Bldg Sprt | 6 - SB244 - Sml Hs Nghbrhd Ctr Housekeeping Aides Closet (HAC), Bldg Sprt | 6 - SB244 - Sml Hs Nghbrhd Ctr Housekeeping Aides Closet (HAC), Bldg Sprt
JSN | NAME | QTY | ACQ | DESCRIPTION
A5075 | Dispenser, Soap, Disposable | 1 | VV | Disposable soap dispenser. One-handed dispensing operation. Designed to accommodate disposable soap cartridge and valve.
A5080 | Dispenser, Paper Towel, SS, Surface Mounted | 1 | CC | A surface mounted, satin finish stainless steel, single-fold, paper towel dispenser. Dispenser features: tumbler lock; front hinged at bottom; and refill indicator slot. Minimum capacity 400 single-fold paper towels. For general purpose use throughout the facility.
A5107 | Dispenser, Glove, Surgical/Examination, Wall Mntd | 1 | VV | Examination three (Small Medium, Large) glove dispenser box for wall mounting. Fabricated of either cold rolled steel with a white baked enamel finish, plastic or acrylic. Hardware not included, Option 3 powder coated steel.
A5135 | Shelf, Utility W/ Mop/Broom Holders, SS, Surf Mntd | 1 | CC | A surface mounted, satin finish stainless steel, utility shelf with a maximum of 6 mop/broom holders and 5 rag hooks. Utility shelf features: 8" deep shelf; mounting brackets welded to shelf; spring activated rubber cam holders; and drying rod. Unit is available in various widths 30" (minimum, 3 holders and 2 hooks) to 48" (maximum, 6 holders and 5 hooks). For use in janitor closets. Pricing based on a 36" width.
F0500 | Cart, Janitor's | 1 | VV | Janitors cart, 38" high X 66" wide X 20" deep with 25 gallon heavy duty collection bag. Accommodations for locking vault and janitorial support items (broom, dust pan, chemicals, mop and mop bucket; not included).
F0505 | Bucket, Mop, With Wringer, 26 Quart | 1 | VV | Mobile mop bucket / wringer combination, approximately 35" H x 17" W x 22" D with four 2" casters. Total capacity is 26 quarts. Unit used for general hard surface floor maintenance.
P2000 | Eyewash, Wall Mounted, Hands-Free | 1 | CC | Wall mounted emergency eye wash station. The flow of water from the unit is activated by hand. Upon initiation of water flow the unit will operate hands free to provide streams of water to clear foreign particles or dilute caustic liquids from the eyes in emergency situations. Used in laboratories and areas of the hospital where employees are subject to foreign bodies or liquid material to the eyes.
P2451 | Valve, Mixing, Thermostatic, Eyewash | 1 | CC | Emergency tempering valve thermostatically mixes hot and cold water to provide a safe fluid supply for a single emergency eye/face wash with a flow rate of 10 gpm (38.8L)
P4700 | Sink, Mop, Molded Stone | 1 | CC | Mop service sink approximately 10"H x 36"W x 24"D. Also called a mop service basin and a mop receptor. Unit is made of molded stone and is a one piece item. It shall include a service faucet hose, hose bracket and mop hanger. Used in utility rooms for cleaning mops and floor cleaning equipment.
7 - SS101 - Sml Hs Nghbrhd Ctr Staff Conference Room, Educ Svc | 7 - SS101 - Sml Hs Nghbrhd Ctr Staff Conference Room, Educ Svc | 7 - SS101 - Sml Hs Nghbrhd Ctr Staff Conference Room, Educ Svc | 7 - SS101 - Sml Hs Nghbrhd Ctr Staff Conference Room, Educ Svc | 7 - SS101 - Sml Hs Nghbrhd Ctr Staff Conference Room, Educ Svc
JSN | NAME | QTY | ACQ | DESCRIPTION
A1010 | Telecommunication Outlet | 1 | CC | Telecommunication outlet location.
A1020 | Telephone, Conferencing System | 1 | VV | A tabletop telephone conferencing system typically found in a conference room. Features and accessories include 12-key telephone keypad, multiple conferencing navigation keys, console microphones, dynamic noise reduction, LCD display, caller ID and console loudspeaker.
A5212 | Bracket, Television, Wall-Mounted, Tilt/Angle | 1 | VV | A wall mounted, tilt/angled TV bracket for 37" to 80" TVs. Mount will be a universal and VESA compliant unit with a load capacity of up to 130 lbs.
A5220 | Bracket, Television, Wall Backing | 1 | CC | Wall mounted television bracket backing which provides additional support and strength for the installation of the television bracket. Option available for interior or exterior plate and sized for 12â€ 16â€ or 24â€ stud spacing.
A6046 | Artwork, Decorative, With Frame | 1 | VV | This JSN is to be used for determining and defining location of decorative artwork.
F0220 | Chair, Conference | 10 | VV | Conference chair designed to complement the executive furniture package selected. Foam rubber cushioned seats and backs covered with either woven fabric or vinyl. Base with 5 (five) swivel casters.
F0755 | Table, Conference, Wood | 2 | VV | Executive conference table. Dimensions are approximately 30" high, 48" wide with lengths varying from 74" to 96". These tables add traditional elegance to any conference room.
F2000 | Basket, Wastepaper, Fire Resistant | 1 | VV | Wastepaper basket, fire resistant, approximately 40 quart capacity. This unit is used to collect and temporarily store small quantities of paper refuse in patient rooms, administrative areas and nursing stations. Size and shape varies depending on the application and manufacturer selected.
F3200 | Clock, Battery, 12" Diameter | 1 | VV | Clock, 12" diameter. Round surface, easy to read numbers with sweep second hand. Wall mounted unit for use when impractical to install a fully synchronized clock system. Battery operated, (batteries not included).
M0507 | Video Teleconferencing System | 1 | VV | Shall be a video conferencing unit consisting of a camera, microphone, video/audio compression components, a component cart and a 32 inch monitor. It shall provide live audio-visual conferencing capabilities to dispersed geographic sites.
M0512 | Television, HDTV, Large Screen, 60" | 1 | VV | A high definition (HDTV) multimedia, slim design, 60"W to 65"W color television. The TV will have a 16.9 wide screen aspect ratio with full HD 1080p resolution and HDMI connections. TV may be LED, Plasma or LCD. TV will include a stand.
9 - COMMUNITY CENTER RECEPTION AREA | 9 - COMMUNITY CENTER RECEPTION AREA | 9 - COMMUNITY CENTER RECEPTION AREA | 9 - COMMUNITY CENTER RECEPTION AREA | 9 - COMMUNITY CENTER RECEPTION AREA
1 - RSH76 - Comm Ctr Covered Entrance, Sml Hs | 1 - RSH76 - Comm Ctr Covered Entrance, Sml Hs | 1 - RSH76 - Comm Ctr Covered Entrance, Sml Hs | 1 - RSH76 - Comm Ctr Covered Entrance, Sml Hs | 1 - RSH76 - Comm Ctr Covered Entrance, Sml Hs
JSN | NAME | QTY | ACQ | DESCRIPTION
2 - SB111 - Sml Hs Comm Ctr Lobby, Bldg Sprt | 2 - SB111 - Sml Hs Comm Ctr Lobby, Bldg Sprt | 2 - SB111 - Sml Hs Comm Ctr Lobby, Bldg Sprt | 2 - SB111 - Sml Hs Comm Ctr Lobby, Bldg Sprt | 2 - SB111 - Sml Hs Comm Ctr Lobby, Bldg Sprt
JSN | NAME | QTY | ACQ | DESCRIPTION
A6046 | Artwork, Decorative, With Frame | 2 | VV | This JSN is to be used for determining and defining location of decorative artwork.
F0205 | Chair, Side With Arms | 24 | VV | Upholstered side chair, 32" high X 21" wide X 23" deep with arms, padded seats and padded backs. Seat height is a minimum of 17". Available with or without sled base.
F3070 | Case, Display | 2 | VV | Display case. Equipped with glass doors, adjustable glass shelves, security locks and choice of either fabric or mirror backing.
F3200 | Clock, Battery, 12" Diameter | 1 | VV | Clock, 12" diameter. Round surface, easy to read numbers with sweep second hand. Wall mounted unit for use when impractical to install a fully synchronized clock system. Battery operated, (batteries not included).
3 - SB125 - Sml Hs Comm Ctr Concierge Station, Bldg Sprt | 3 - SB125 - Sml Hs Comm Ctr Concierge Station, Bldg Sprt | 3 - SB125 - Sml Hs Comm Ctr Concierge Station, Bldg Sprt | 3 - SB125 - Sml Hs Comm Ctr Concierge Station, Bldg Sprt | 3 - SB125 - Sml Hs Comm Ctr Concierge Station, Bldg Sprt
JSN | NAME | QTY | ACQ | DESCRIPTION
A1014 | Telephone, Wall Mounted, 1 Line, With Speaker | 1 | VV | Telephone, wall mounted, 1 line, with speaker.
A1016 | Telephone, Desk, With Speaker | 1 | VV | Telephone, desk, with speaker.
C02D0 | Cabinet, U/C/B, 4 Drawer, 36x24x22 | 2 | CC | Standing height under counter base cabinet with four full width drawers of equal height. Also referred to as a drawer cabinet. For general purpose use throughout the facility.
C03E0 | Cabinet, U/C/B, 1 Shelf, 1 Drawer, 2 DO, 36x30x22 | 1 | CC | Standing height under counter base cabinet with an adjustable shelf and a full width drawer above solid hinged doors. Also referred to as a combination cabinet or a drawer and cupboard cabinet. For general purpose use throughout the facility.
CT020 | Countertop, Solid Surface | 37 | CC | A solid, nonporous countertop with a smooth seamless appearance. Easy to clean and maintain and with proper cleaning does not support the growth of mold. An acrylic-based solid surface product. Standard thickness of 1", and a 4" butt backsplash/curb. Also referred to as a work surface or work top. Available in a choice of colors and depths. Used in lab and other hospital areas requiring optimum physical and chemical resisting properties.
E0210 | Worksurface, w/Overhead Cab, Wall Mtd, 48" W | 1 | VV | THIS TYPICAL INCLUDES: 2 Vertical Hanging Strips 1 Lockable Flipper Unit 1 Shelf, Storage/Display 1 Light 1 Cantilevered Work Surface
F0285 | Chair, Secretarial, Tilt Back, Adjustable Height | 1 | VV | Secretarial chair, 38" high X 19" wide X 21" deep with adjustable seat height, non-tilting seat and a five (5) caster swivel base. Seat and back are foam padded and upholstered with woven textile fabric or vinyl.
F2010 | Basket, Wastepaper, Step-On | 1 | VV | "Step-on" wastepaper basket with inner liner and foot petal activated flip top.
F2100 | Lectern, Mobile, With Reading Light | 1 | VV | Portable floor lectern with reading light and self-contained audio. May use 110V or batteries (not included). Convenience outlet required if not using batteries.
F3200 | Clock, Battery, 12" Diameter | 1 | VV | Clock, 12" diameter. Round surface, easy to read numbers with sweep second hand. Wall mounted unit for use when impractical to install a fully synchronized clock system. Battery operated, (batteries not included).
M1801 | Computer, Microprocessing, w/Flat Panel Monitor | 1 | VV | Desk top microprocessing computer. The unit shall consist of a central processing mini tower, flat panel monitor, keyboard, mouse and speakers. The system shall have the following minimum characteristics: a 2.8 GHz Pentium processor; 512 MB memory; 80GB hard drive; 32/48x CD-ROMDVD combo; 1.44MB network interface card; video 32 MB NVIDIA; a 18 inch flat panel monitor. The computer is used throughout the facility to input, manipulate and retrieve information.
M1840 | Printer/Copier/Fax Combination | 1 | VV | Multifunctional printer, fax, scanner and copier (PFC) all-in-one machine.
4 - SB851 - Sml Hs Comm Ctr Security Station, Pol Svc | 4 - SB851 - Sml Hs Comm Ctr Security Station, Pol Svc | 4 - SB851 - Sml Hs Comm Ctr Security Station, Pol Svc | 4 - SB851 - Sml Hs Comm Ctr Security Station, Pol Svc | 4 - SB851 - Sml Hs Comm Ctr Security Station, Pol Svc
JSN | NAME | QTY | ACQ | DESCRIPTION
A1015 | Telephone, Desk, Multiple Line | 1 | VV | Telephone, desk, multiple line.
A5077 | Dispenser, Hand Sanitizer, Hands-Free | 1 | VV | A touch free wall-mounted hand sanitizer dispenser. For use throughout a healthcare facility. Unit does not include the sanitizing liquid. Units are battery operated.
E0117 | Workstation, Straight, Free Standing, 48" W | 1 | VV | This JSN provides a typical work station to quickly plan work areas in clinical or administrative spaces. THIS TYPICAL INCLUDES: 2 standard solid panels; 1 panel connector, 2-way corner; 2 finished end hardware kits; 1 cantilevered work surface; 1 lockable flipper unit; 1 light; 1 tack board; 1 tool rail; 1 diagonal tray; 1 adjustable keyboard tray; 1 mobile pedestal, box/file; 1 support panel.
F0205 | Chair, Side With Arms | 2 | VV | Upholstered side chair, 32" high X 21" wide X 23" deep with arms, padded seats and padded backs. Seat height is a minimum of 17". Available with or without sled base.
F1000 | Detector, Metal, Hand-Held | 1 | VV | Handheld metal detector; audible & visual alarms. Detector meets US and International regulatory requirements for electromagnetic safety. Sensitivity to all metals and high immunity to external metal masses. Detector may include rechargeable battery.
F1001 | Locker, Pistol | 2 | VV | Wall-mounted pistol / handgun locker, features 1 - 4 compartments with padded shelves and pistol holder. Exterior is 18 gauge steel with powder coat finish and all welded seams. Uses either key locks or combination locks and made with stainless steel components.
F2010 | Basket, Wastepaper, Step-On | 1 | VV | "Step-on" wastepaper basket with inner liner and foot petal activated flip top.
F3200 | Clock, Battery, 12" Diameter | 1 | VV | Clock, 12" diameter. Round surface, easy to read numbers with sweep second hand. Wall mounted unit for use when impractical to install a fully synchronized clock system. Battery operated, (batteries not included).
M1801 | Computer, Microprocessing, w/Flat Panel Monitor | 1 | VV | Desk top microprocessing computer. The unit shall consist of a central processing mini tower, flat panel monitor, keyboard, mouse and speakers. The system shall have the following minimum characteristics: a 2.8 GHz Pentium processor; 512 MB memory; 80GB hard drive; 32/48x CD-ROMDVD combo; 1.44MB network interface card; video 32 MB NVIDIA; a 18 inch flat panel monitor. The computer is used throughout the facility to input, manipulate and retrieve information.
M7910 | Thermometer, Electronic | 1 | VV | Electronic thermometer. Pocket size unit with easy to read zero Fahrenheit or zero Centigrade LCD display in approximately 20 seconds. Battery operated and enclosed in a heavy duty plastic case. Unit is hand-held portable and may be stand or wall mounted. For patient body temperature readings.
5 - SB071 - Sml Hs Comm Ctr Accessible Waiting, Bldg Sprt | 5 - SB071 - Sml Hs Comm Ctr Accessible Waiting, Bldg Sprt | 5 - SB071 - Sml Hs Comm Ctr Accessible Waiting, Bldg Sprt | 5 - SB071 - Sml Hs Comm Ctr Accessible Waiting, Bldg Sprt | 5 - SB071 - Sml Hs Comm Ctr Accessible Waiting, Bldg Sprt
JSN | NAME | QTY | ACQ | DESCRIPTION
A5077 | Dispenser, Hand Sanitizer, Hands-Free | 1 | VV | A touch free wall-mounted hand sanitizer dispenser. For use throughout a healthcare facility. Unit does not include the sanitizing liquid. Units are battery operated.
A5210 | Bracket, Television, Wall Mounted, w/Adjust Arm | 1 | VV | Wall mounted television bracket with adjustable arm. Consists of movable arm with minimum 120 degree swivel. Designed for holding wall mounted, flat panel television units in patient rooms.
A5220 | Bracket, Television, Wall Backing | 1 | CC | Wall mounted television bracket backing which provides additional support and strength for the installation of the television bracket. Option available for interior or exterior plate and sized for 12â€ 16â€ or 24â€ stud spacing.
A6046 | Artwork, Decorative, With Frame | 1 | VV | This JSN is to be used for determining and defining location of decorative artwork.
F0206 | Chair, Side, Bariatric, With Arms | 1 | VV | A bariatric side chair with arms for use in a waiting room, lobby or other patient area. Chair will have a padded seat and back and have a capacity of 800 pounds.
F0305 | Chair, Waiting Room, Single | 2 | VV | Single seat waiting room chair with foam padded seat and back. Upholstered with either woven fabric textile or vinyl. Arms and floor glides included.
F2000 | Basket, Wastepaper, Fire Resistant | 1 | VV | Wastepaper basket, fire resistant, approximately 40 quart capacity. This unit is used to collect and temporarily store small quantities of paper refuse in patient rooms, administrative areas and nursing stations. Size and shape varies depending on the application and manufacturer selected.
F2300 | Rack, Magazine, Wall Mounted | 1 | VV | Wall mounted magazine rack with nine (9) magazine holding compartments.
F3200 | Clock, Battery, 12" Diameter | 1 | VV | Clock, 12" diameter. Round surface, easy to read numbers with sweep second hand. Wall mounted unit for use when impractical to install a fully synchronized clock system. Battery operated, (batteries not included).
M0506 | Television, Flat Screen | 1 | VV | Flat screen television with approximately 32'" to 40' diagonal screen size. The TV will have built-in speakers, NTSC tuner, a 16:9 wide screen aspect ratio, a minimum of 1280 x 768 resolution and a remote control.
6 - SB051 - Sml Hs Comm Ctr Family Waiting, Bldg Sprt | 6 - SB051 - Sml Hs Comm Ctr Family Waiting, Bldg Sprt | 6 - SB051 - Sml Hs Comm Ctr Family Waiting, Bldg Sprt | 6 - SB051 - Sml Hs Comm Ctr Family Waiting, Bldg Sprt | 6 - SB051 - Sml Hs Comm Ctr Family Waiting, Bldg Sprt
JSN | NAME | QTY | ACQ | DESCRIPTION
A5077 | Dispenser, Hand Sanitizer, Hands-Free | 1 | VV | A touch free wall-mounted hand sanitizer dispenser. For use throughout a healthcare facility. Unit does not include the sanitizing liquid. Units are battery operated.
A6046 | Artwork, Decorative, With Frame | 1 | VV | This JSN is to be used for determining and defining location of decorative artwork.
F0206 | Chair, Side, Bariatric, With Arms | 1 | VV | A bariatric side chair with arms for use in a waiting room, lobby or other patient area. Chair will have a padded seat and back and have a capacity of 800 pounds.
F0305 | Chair, Waiting Room, Single | 3 | VV | Single seat waiting room chair with foam padded seat and back. Upholstered with either woven fabric textile or vinyl. Arms and floor glides included.
F2000 | Basket, Wastepaper, Fire Resistant | 1 | VV | Wastepaper basket, fire resistant, approximately 40 quart capacity. This unit is used to collect and temporarily store small quantities of paper refuse in patient rooms, administrative areas and nursing stations. Size and shape varies depending on the application and manufacturer selected.
F3200 | Clock, Battery, 12" Diameter | 1 | VV | Clock, 12" diameter. Round surface, easy to read numbers with sweep second hand. Wall mounted unit for use when impractical to install a fully synchronized clock system. Battery operated, (batteries not included).
7 - SC172 - Sml Hs Comm Ctr Patient Education Workstation, Clncl Sprt | 7 - SC172 - Sml Hs Comm Ctr Patient Education Workstation, Clncl Sprt | 7 - SC172 - Sml Hs Comm Ctr Patient Education Workstation, Clncl Sprt | 7 - SC172 - Sml Hs Comm Ctr Patient Education Workstation, Clncl Sprt | 7 - SC172 - Sml Hs Comm Ctr Patient Education Workstation, Clncl Sprt
JSN | NAME | QTY | ACQ | DESCRIPTION
A1010 | Telecommunication Outlet | 1 | CC | Telecommunication outlet location.
A6046 | Artwork, Decorative, With Frame | 1 | VV | This JSN is to be used for determining and defining location of decorative artwork.
E0042 | Workcenter, Computer, Free Standing, 48" W | 1 | VV | THIS TYPICAL INCLUDES: 1 Tool Rail 2 Paper Tray 1 Diagonal Tray 1 Freestanding Work Surface 1 Mobile Pedestal, Box/File 1 Adjustable Keyboard Tray
F0280 | Chair, Swivel, Low Back | 1 | VV | Low back contemporary swivel chair, 37" high X 25" wide X 31" deep with a five (5) caster swivel base, arms and foam padded seat and back upholstered with either woven textile fabric or vinyl.
F2000 | Basket, Wastepaper, Fire Resistant | 1 | VV | Wastepaper basket, fire resistant, approximately 40 quart capacity. This unit is used to collect and temporarily store small quantities of paper refuse in patient rooms, administrative areas and nursing stations. Size and shape varies depending on the application and manufacturer selected.
F3200 | Clock, Battery, 12" Diameter | 1 | VV | Clock, 12" diameter. Round surface, easy to read numbers with sweep second hand. Wall mounted unit for use when impractical to install a fully synchronized clock system. Battery operated, (batteries not included).
M1801 | Computer, Microprocessing, w/Flat Panel Monitor | 1 | VV | Desk top microprocessing computer. The unit shall consist of a central processing mini tower, flat panel monitor, keyboard, mouse and speakers. The system shall have the following minimum characteristics: a 2.8 GHz Pentium processor; 512 MB memory; 80GB hard drive; 32/48x CD-ROMDVD combo; 1.44MB network interface card; video 32 MB NVIDIA; a 18 inch flat panel monitor. The computer is used throughout the facility to input, manipulate and retrieve information.
M1825 | Printer, Computer | 1 | VV | High resolution computer printer with a variety of type styles and sheet/envelope feeder trays. Database information reflects network ready, medium duty office style laser printers. Other types of printers (bubble jet, dot matrix, line or plotter) as well as light or heavy use capabilities are available.
8 - SB191 - Sml Hs Comm Ctr Public Toilet, Bldg Sprt | 8 - SB191 - Sml Hs Comm Ctr Public Toilet, Bldg Sprt | 8 - SB191 - Sml Hs Comm Ctr Public Toilet, Bldg Sprt | 8 - SB191 - Sml Hs Comm Ctr Public Toilet, Bldg Sprt | 8 - SB191 - Sml Hs Comm Ctr Public Toilet, Bldg Sprt
JSN | NAME | QTY | ACQ | DESCRIPTION
A1067 | Mirror, Float Glass, ADA Accessible | 1 | CC | A high quality 1/4" polished float glass mirror with a stainless steel frame. Frame holds mirror in a tilted position for accessibility and compliance with ADA requirements. Mirror has a galvanized steel back secured to frame with concealed screws with integral horizontal hanging brackets. Mirror shall be approximately 18" wide and 36" high. Other sizes are available.
A4995 | Table, Diaper Changing, Wall Mounted | 1 | CC | Wall mounted diaper changing table for use in public restrooms. Unit is a fold down system that folds upward when not in use for minimal intrusion into the room. Changing surface is contoured and has safety belt to insure that an infant will not fall from the table. Table is designed to hold no less than 250 pounds static weight. Closed dimensions are approximately 21" H x 36" W x 5" D. Open dimensions vary according to style. One system's open dimensions are 15 " high, 32" wide and 19" deep.
A5075 | Dispenser, Soap, Disposable | 1 | VV | Disposable soap dispenser. One-handed dispensing operation. Designed to accommodate disposable soap cartridge and valve.
A5082 | Dispenser, Paper Towel, Sensor, Hands Free | 1 | CC | A surface mounted, sensor activated, automatic, roll paper towel dispenser. The unit dispenses a paper towel automatically only when hands are place in position below the dispenser for maximum sanitation and hygiene. May include adjustable settings for sheet length, time delay, and sensor range. Unit is battery operated or with optional AC power adapter.
A5090 | Disposal, Sanitary Napkin, SS, Surface Mounted | 1 | CC | A surface mounted, satin finish stainless steel, sanitary napkin disposal. Disposal features a flip-up cover, secured to the container by a heavy duty stainless steel piano-hinge. Disposal may be secured to wall or toilet partition. For general purpose use in female toilet stalls or rooms and uni-sex toilet rooms.
A5109 | Grab Bar, ABA Compliant, SS, 2-Wall, W/C Accessible | 1 | CC | 2-wall toilet stall/room grab bar with concealed mounting flanges and a satin finish stainless steel peened gripping surface.. Snap over flanges are provided to conceal mounting screws. A selection of mounting kits and concealed anchor devices are available from the manufacturers for different types of installations. Grab bar shall comply with all barrier-free accessibility guidelines for design, sizing, positioning, installation, and structural strength. For typical water closet applications in toilet stalls and rooms where Architectural Barriers Act grab bar requirements must be met.
A5145 | Hook, Garment, Double, SS, Surface Mounted | 1 | CC | A surface mounted, satin finish stainless steel, double garment hook. Equipped with a concealed mounting bracket that is secured to a concealed wall plate. For general purpose use throughout the facility to hang various items of apparel.
A5200 | Dispenser, Toilet Tissue, SS, 2-Roll, Surface Mntd | 1 | CC | A concealed surface mounted, double roll, satin finish stainless steel, toilet tissue dispenser. Unit accommodates two standard-core toilet tissue rolls through 5" in diameter. Spindles are chrome plated plastic with a heavy-duty internal spring and turn freely for non-controlled delivery. For general purpose use in restrooms.
F2010 | Basket, Wastepaper, Step-On | 1 | VV | "Step-on" wastepaper basket with inner liner and foot petal activated flip top.
P3200 | Lavatory, Vitreous China, Slab Type w/Sens Op Fauc | 1 | CC | Wall mounted, slab type, vitreous china, lavatory (approximately 7 x 15 x 10 inches) with faucet holes on 4 inch centers; electronic sensor operated, goose neck spout and grid strainer. It shall be suitable for use in clinics, offices and patient care areas.
P9050 | Toilet, Wall Hung, Siphon Jet | 1 | CC | Siphon jet water closet/ toilet. This unit is wall hung with an elongated bowl, top spud flushometer, seat with open front and check hinge, and carrier. Used in restrooms throughout the health care facility.
9 - SB136 - Sml Hs Comm Ctr Family Toilet, Bldg Sprt | 9 - SB136 - Sml Hs Comm Ctr Family Toilet, Bldg Sprt | 9 - SB136 - Sml Hs Comm Ctr Family Toilet, Bldg Sprt | 9 - SB136 - Sml Hs Comm Ctr Family Toilet, Bldg Sprt | 9 - SB136 - Sml Hs Comm Ctr Family Toilet, Bldg Sprt
JSN | NAME | QTY | ACQ | DESCRIPTION
A1067 | Mirror, Float Glass, ADA Accessible | 1 | CC | A high quality 1/4" polished float glass mirror with a stainless steel frame. Frame holds mirror in a tilted position for accessibility and compliance with ADA requirements. Mirror has a galvanized steel back secured to frame with concealed screws with integral horizontal hanging brackets. Mirror shall be approximately 18" wide and 36" high. Other sizes are available.
A4995 | Table, Diaper Changing, Wall Mounted | 1 | CC | Wall mounted diaper changing table for use in public restrooms. Unit is a fold down system that folds upward when not in use for minimal intrusion into the room. Changing surface is contoured and has safety belt to insure that an infant will not fall from the table. Table is designed to hold no less than 250 pounds static weight. Closed dimensions are approximately 21" H x 36" W x 5" D. Open dimensions vary according to style. One system's open dimensions are 15 " high, 32" wide and 19" deep.
A5075 | Dispenser, Soap, Disposable | 1 | VV | Disposable soap dispenser. One-handed dispensing operation. Designed to accommodate disposable soap cartridge and valve.
A5082 | Dispenser, Paper Towel, Sensor, Hands Free | 1 | CC | A surface mounted, sensor activated, automatic, roll paper towel dispenser. The unit dispenses a paper towel automatically only when hands are place in position below the dispenser for maximum sanitation and hygiene. May include adjustable settings for sheet length, time delay, and sensor range. Unit is battery operated or with optional AC power adapter.
A5090 | Disposal, Sanitary Napkin, SS, Surface Mounted | 1 | CC | A surface mounted, satin finish stainless steel, sanitary napkin disposal. Disposal features a flip-up cover, secured to the container by a heavy duty stainless steel piano-hinge. Disposal may be secured to wall or toilet partition. For general purpose use in female toilet stalls or rooms and uni-sex toilet rooms.
A5109 | Grab Bar, ABA Compliant, SS, 2-Wall, W/C Accessible | 1 | CC | 2-wall toilet stall/room grab bar with concealed mounting flanges and a satin finish stainless steel peened gripping surface.. Snap over flanges are provided to conceal mounting screws. A selection of mounting kits and concealed anchor devices are available from the manufacturers for different types of installations. Grab bar shall comply with all barrier-free accessibility guidelines for design, sizing, positioning, installation, and structural strength. For typical water closet applications in toilet stalls and rooms where Architectural Barriers Act grab bar requirements must be met.
A5145 | Hook, Garment, Double, SS, Surface Mounted | 1 | CC | A surface mounted, satin finish stainless steel, double garment hook. Equipped with a concealed mounting bracket that is secured to a concealed wall plate. For general purpose use throughout the facility to hang various items of apparel.
A5200 | Dispenser, Toilet Tissue, SS, 2-Roll, Surface Mntd | 1 | CC | A concealed surface mounted, double roll, satin finish stainless steel, toilet tissue dispenser. Unit accommodates two standard-core toilet tissue rolls through 5" in diameter. Spindles are chrome plated plastic with a heavy-duty internal spring and turn freely for non-controlled delivery. For general purpose use in restrooms.
CT025 | Countertop, Solid Surface with Sink Combination | 1 | CC | A solid, nonporous countertop approximately 36"W x 22"D with a undercounter sink combination. The countertop is an acrylic-based solid surface product with a standard thickness of 1", and a 4" butt backsplash/curb. Surfaces will be easy to clean and maintain. Also referred to as a work surface or work top with sink. Available in a choice of colors, depths and sink shapes. Used for various applications in patient rooms, restrooms and throughout the facility. Usually a part of a casework interior design program. Unit does not include the drain and faucet.
F2015 | Basket, Wastepaper, Metal/Plastic,2 Swinging Doors | 1 | VV | Metal receptacle for soiled / used towels or waste. Equipped with a removable tapered top with two independently operating self-closing, spring hinged doors. Used in public facilities for the collection and temporary storage of refuse.
P9050 | Toilet, Wall Hung, Siphon Jet | 1 | CC | Siphon jet water closet/ toilet. This unit is wall hung with an elongated bowl, top spud flushometer, seat with open front and check hinge, and carrier. Used in restrooms throughout the health care facility.
10 - SB262 - Sml Hs Comm Ctr Patient Wheelchair Alcove, Bldg Sprt | 10 - SB262 - Sml Hs Comm Ctr Patient Wheelchair Alcove, Bldg Sprt | 10 - SB262 - Sml Hs Comm Ctr Patient Wheelchair Alcove, Bldg Sprt | 10 - SB262 - Sml Hs Comm Ctr Patient Wheelchair Alcove, Bldg Sprt | 10 - SB262 - Sml Hs Comm Ctr Patient Wheelchair Alcove, Bldg Sprt
JSN | NAME | QTY | ACQ | DESCRIPTION
M4705 | Wheelchair, Patient Transport, Folding | 1 | VV | Folding patient transport wheelchair. Constructed of chrome plated steel with detachable armrest and footrests. Unit has heavy duty front casters with sealed radial high-precision ball bearing assembly. Unit is used for patient transport.
M4710 | Wheelchair, Patient, Bariatric, Transport, Folding | 1 | VV | Folding bariatric patient transport wheelchair with a capacity of at least 500 lbs. Constructed with a heavy duty steel frame and double cross brace, with detachable armrest and swing away footrests. Unit has heavy duty front casters and rear wheels with precision wheel bearings in front and rear assembly. Unit is used for patient movement.
10 - COMMUNITY CENTER RESIDENT AREA | 10 - COMMUNITY CENTER RESIDENT AREA | 10 - COMMUNITY CENTER RESIDENT AREA | 10 - COMMUNITY CENTER RESIDENT AREA | 10 - COMMUNITY CENTER RESIDENT AREA
1 - SC271 - Sml Hs Comm Ctr Community Center Consult Room, Clncl Sprt | 1 - SC271 - Sml Hs Comm Ctr Community Center Consult Room, Clncl Sprt | 1 - SC271 - Sml Hs Comm Ctr Community Center Consult Room, Clncl Sprt | 1 - SC271 - Sml Hs Comm Ctr Community Center Consult Room, Clncl Sprt | 1 - SC271 - Sml Hs Comm Ctr Community Center Consult Room, Clncl Sprt
JSN | NAME | QTY | ACQ | DESCRIPTION
A1010 | Telecommunication Outlet | 2 | CC | Telecommunication outlet location.
A1015 | Telephone, Desk, Multiple Line | 1 | VV | Telephone, desk, multiple line.
A5075 | Dispenser, Soap, Disposable | 1 | VV | Disposable soap dispenser. One-handed dispensing operation. Designed to accommodate disposable soap cartridge and valve.
A5080 | Dispenser, Paper Towel, SS, Surface Mounted | 1 | CC | A surface mounted, satin finish stainless steel, single-fold, paper towel dispenser. Dispenser features: tumbler lock; front hinged at bottom; and refill indicator slot. Minimum capacity 400 single-fold paper towels. For general purpose use throughout the facility.
A5145 | Hook, Garment, Double, SS, Surface Mounted | 1 | CC | A surface mounted, satin finish stainless steel, double garment hook. Equipped with a concealed mounting bracket that is secured to a concealed wall plate. For general purpose use throughout the facility to hang various items of apparel.
CD040 | Cabinet, W/H, 2 Shelf, 2 DO, Sloping Top, 38x36x13 | 1 | CC | Wall hung cabinet with two adjustable shelves, solid hinged doors, and sloping top. Also referred to as a solid hinged double door wall case. For general purpose use throughout the facility.
CS010 | Sink, SS, Single Compartment, 7.5x12x12 ID | 1 | CC | Single compartment stainless steel sink, drop-in, self-rimming, ledge-type, connected with a drain and provided with a mixing faucet. It shall also be provided with pre-punched fixture holes on 4" center, integral back ledge to accommodate deck-mounted fixtures, brushed/polished interior and top surfaces, and sound deadened. Recommended for use in suspended or U/C/B sink cabinets having a high plastic laminate or Chemsurf laminate countertop/work surface. For general purpose use throughout the facility.
CT020 | Countertop, Solid Surface | 1 | CC | A solid, nonporous countertop with a smooth seamless appearance. Easy to clean and maintain and with proper cleaning does not support the growth of mold. An acrylic-based solid surface product. Standard thickness of 1", and a 4" butt backsplash/curb. Also referred to as a work surface or work top. Available in a choice of colors and depths. Used in lab and other hospital areas requiring optimum physical and chemical resisting properties.
F0340 | Stool, Self Adjusting | 1 | VV | Self adjusting stool. Consists of a foam padded upholstered seat with attached foot rest for added comfort. Mounted on swivel casters. Designed for doctor's use during examinations.
F0376 | Sofa, Loveseat, Upholstered | 1 | VV | Loveseat with metal or solid wood frame. Arms, back and cushions are foam padded and upholstered in woven textile fabric. Typically used in residential living room or family room setting. Seats 2 comfortably.
F2000 | Basket, Wastepaper, Fire Resistant | 1 | VV | Wastepaper basket, fire resistant, approximately 40 quart capacity. This unit is used to collect and temporarily store small quantities of paper refuse in patient rooms, administrative areas and nursing stations. Size and shape varies depending on the application and manufacturer selected.
F3200 | Clock, Battery, 12" Diameter | 1 | VV | Clock, 12" diameter. Round surface, easy to read numbers with sweep second hand. Wall mounted unit for use when impractical to install a fully synchronized clock system. Battery operated, (batteries not included).
M1801 | Computer, Microprocessing, w/Flat Panel Monitor | 1 | VV | Desk top microprocessing computer. The unit shall consist of a central processing mini tower, flat panel monitor, keyboard, mouse and speakers. The system shall have the following minimum characteristics: a 2.8 GHz Pentium processor; 512 MB memory; 80GB hard drive; 32/48x CD-ROMDVD combo; 1.44MB network interface card; video 32 MB NVIDIA; a 18 inch flat panel monitor. The computer is used throughout the facility to input, manipulate and retrieve information.
M1802 | Work Station, Computer, Retractable, Wall Mounted | 1 | VV | A wall mounted retractable work station. Work station is used as a computer station in treatment rooms, exam rooms and areas where physical space in limited.
2 - RSH81 - Comm Ctr Exam Room, Sml Hs | 2 - RSH81 - Comm Ctr Exam Room, Sml Hs | 2 - RSH81 - Comm Ctr Exam Room, Sml Hs | 2 - RSH81 - Comm Ctr Exam Room, Sml Hs | 2 - RSH81 - Comm Ctr Exam Room, Sml Hs
JSN | NAME | QTY | ACQ | DESCRIPTION
A1010 | Telecommunication Outlet | 2 | CC | Telecommunication outlet location.
A1066 | Mirror, Float Glass, With SS Frame | 1 | CC | A high quality 1/4" polished float glass mirror 36X18, framed in a one-piece, bright polished, stainless steel channel frame with 90Â° mitered corners. All edges of the mirror are protected by absorbing filler strips. Mirror has a galvanized steel back with integral horizontal hanging brackets and wall hanger for concealed mounting. For mounting above single wall mounted lavatories located in toilet areas, Doctors examination offices, etc. May also be used above double lavatories, either wall or countertop mounted, found in restroom areas.
A1132 | Rail, Accessory Mounting, Length As Required | 1 | VC | Horizontal equipment mounting rail with lock mounting devices capable of; supporting up to 75 pounds each, being repositioned, and mounting and dismounting of equipment without the use of tools (special tools may be required to unlock adapter that was previously locked to the rail). The rail must be capable of supporting medical equipment and accessories normally found in exam or patient rooms. The rail system must be capable of mounting and dismounting equipment without leaving or creating new holes in the finished surface of the wall. The rail system utilizes a series of mounting plates and adapters specific to the device being mounted to the rail. The plate and adapter rail mounting kit must be specified to match the equipment being mounted to the equipment rail.
A5075 | Dispenser, Soap, Disposable | 1 | VV | Disposable soap dispenser. One-handed dispensing operation. Designed to accommodate disposable soap cartridge and valve.
A5077 | Dispenser, Hand Sanitizer, Hands-Free | 1 | VV | A touch free wall-mounted hand sanitizer dispenser. For use throughout a healthcare facility. Unit does not include the sanitizing liquid. Units are battery operated.
A5080 | Dispenser, Paper Towel, SS, Surface Mounted | 1 | CC | A surface mounted, satin finish stainless steel, single-fold, paper towel dispenser. Dispenser features: tumbler lock; front hinged at bottom; and refill indicator slot. Minimum capacity 400 single-fold paper towels. For general purpose use throughout the facility.
A5107 | Dispenser, Glove, Surgical/Examination, Wall Mntd | 1 | VV | Examination three (Small Medium, Large) glove dispenser box for wall mounting. Fabricated of either cold rolled steel with a white baked enamel finish, plastic or acrylic. Hardware not included, Option 3 powder coated steel.
A5108 | Waste Disposal Unit, Sharps | 1 | VV | A container for collecting and transporting syringes and other sharps for decontamination and disposal. Available in 2 gallon and 8 gallon with locking rotor. Complies with OSHA regulations for handling sharps.
A5145 | Hook, Garment, Double, SS, Surface Mounted | 2 | CC | A surface mounted, satin finish stainless steel, double garment hook. Equipped with a concealed mounting bracket that is secured to a concealed wall plate. For general purpose use throughout the facility to hang various items of apparel.
A5180 | Track, Cubicle, Surface Mounted, With Curtain | 10 | VV | Surface mounted cubicle track, with curtain. Track constructed of thick extruded aluminum. Equipped with self lubricating carriers, beaded drop chain hooks, and flame resistant curtain. To include removable end caps. Designed to be suspended around patient areas where privacy is needed. Price listed is per foot of the track, curtains to be priced per quote.
CT025 | Countertop, Solid Surface with Sink Combination | 1 | CC | A solid, nonporous countertop approximately 36"W x 22"D with a undercounter sink combination. The countertop is an acrylic-based solid surface product with a standard thickness of 1", and a 4" butt backsplash/curb. Surfaces will be easy to clean and maintain. Also referred to as a work surface or work top with sink. Available in a choice of colors, depths and sink shapes. Used for various applications in patient rooms, restrooms and throughout the facility. Usually a part of a casework interior design program. Unit does not include the drain and faucet.
E0948 | Cart, General Storage, Mobile, 42"H x 32"W x 22"D | 1 | VV | THIS TYPICAL INCLUDES: 1 Cart Body, Style-A Narrow, w/Raised Edge Top 2 Drawers, 3" H 4 Drawers, 6" H 1 Accessory Rail, Side Drawer Organizer Bins
F0205 | Chair, Side With Arms | 1 | VV | Upholstered side chair, 32" high X 21" wide X 23" deep with arms, padded seats and padded backs. Seat height is a minimum of 17". Available with or without sled base.
F0340 | Stool, Self Adjusting | 1 | VV | Self adjusting stool. Consists of a foam padded upholstered seat with attached foot rest for added comfort. Mounted on swivel casters. Designed for doctor's use during examinations.
F0355 | Footstool, Straight | 1 | VV | Step stool. Used to assist patients getting on and off exam or surgical tables. Fitted with electrically conductive rubber tips.
F2000 | Basket, Wastepaper, Fire Resistant | 1 | VV | Wastepaper basket, fire resistant, approximately 40 quart capacity. This unit is used to collect and temporarily store small quantities of paper refuse in patient rooms, administrative areas and nursing stations. Size and shape varies depending on the application and manufacturer selected.
F3050 | Whiteboard, Dry Erase | 1 | VV | Whiteboard unit, approximately 36" H x 48" W consisting of a white porcelain enamel writing surface with an attached chalk tray. Magnetic surface available. Image can be easily removed with a standard chalkboard eraser. For use with water color pens. Unit is ready to hang.
F3200 | Clock, Battery, 12" Diameter | 1 | VV | Clock, 12" diameter. Round surface, easy to read numbers with sweep second hand. Wall mounted unit for use when impractical to install a fully synchronized clock system. Battery operated, (batteries not included).
M1620 | Holder, Chart, Patient, Wall or Door Mounted | 1 | VV | Wall or door mounted patient chart holder. Constructed of durable plastic or metal. Used for holding patient records. Size as required.
M1801 | Computer, Microprocessing, w/Flat Panel Monitor | 1 | VV | Desk top microprocessing computer. The unit shall consist of a central processing mini tower, flat panel monitor, keyboard, mouse and speakers. The system shall have the following minimum characteristics: a 2.8 GHz Pentium processor; 512 MB memory; 80GB hard drive; 32/48x CD-ROMDVD combo; 1.44MB network interface card; video 32 MB NVIDIA; a 18 inch flat panel monitor. The computer is used throughout the facility to input, manipulate and retrieve information.
M1802 | Work Station, Computer, Retractable, Wall Mounted | 1 | VV | A wall mounted retractable work station. Work station is used as a computer station in treatment rooms, exam rooms and areas where physical space in limited.
M3072 | Frame, Infectious Waste Bag w/Lid | 1 | VV | Frame for an infectious waste collection bag. Made of heavy tubular stainless steel with heavy gauge welded steel platform. Adjust to hold 18" or 25" trash bags. Mounted on ball bearing casters and includes permanently mounted hinged lid. Provides means of bagging infectious waste at point of waste generation.
M4100 | Sphygmomanometer, Aneroid, Wall Mounted | 1 | VV | Aneroid sphygmomanometer. Unit is wall mounted and has large graphic dial display for easy reading from all angles. It has a 90 degree (angle) swivel and 10 degree (angle) forward tilt to reduce glare. Unit accuracy is within 1% of reading. Sturdy impact-resistant construction.
M4200 | Otoscope/Ophthalmoscope, Wall Mounted | 1 | VV | Wall mounted otoscope and ophthalmoscope. Includes 6 foot line cord and plug and accepts and includes two handles. Contains head turn-on/turn-off, built-in speculum tray and 8 foot coiled cords. Unit is designed for use in patient exam rooms.
M7401 | Light, Exam, Mobile, Spotlight, Mobile Stand | 1 | VV | The exam light shall be a mobile floor unit. The light will be a halogen bulb or LED that can produce a continuous and homogeneous spot of light adjustable from 5 to 9 inches in diameter from a set distance. The light intensity shall be a minimum of 750 foot-candles at a distance of 16 inches and have a color temperature of 3,200 degrees Kelvin. The unit will consist of an arm or sleeve of approximately 45 inches in length to allow for easy arm rotation and arm movement up and down. The unit shall be mounted on a caster base for easy movement.,
M9066 | Table, Examination, Treatment, Electro/Hydraulic | 1 | VV | Electro-hydraulic examination treatment table. Unit consists of a stainless steel base with an Electro-hydraulic system with foot controls. It includes vacuum formed vinyl contoured top, padded arm rest, adjustable knee rest, stainless steel drainage pan and built-in paper roll retainer/cutter. Designed for general use in treatment rooms for minor surgical procedures.
3 - RSH83 - Comm Ctr PT / OT Exercise Gym, Sml Hs | 3 - RSH83 - Comm Ctr PT / OT Exercise Gym, Sml Hs | 3 - RSH83 - Comm Ctr PT / OT Exercise Gym, Sml Hs | 3 - RSH83 - Comm Ctr PT / OT Exercise Gym, Sml Hs | 3 - RSH83 - Comm Ctr PT / OT Exercise Gym, Sml Hs
JSN | NAME | QTY | ACQ | DESCRIPTION
A1082 | Mirror, Posture, Mobile | 1 | VV | Mobile single panel full-body mirror constructed of high quality, distortion-free glass with ANSI safety backing. Framed in finished oak laminate frame and base, mounted on two inch diameter swiveling casters.
A5075 | Dispenser, Soap, Disposable | 1 | VV | Disposable soap dispenser. One-handed dispensing operation. Designed to accommodate disposable soap cartridge and valve.
A5080 | Dispenser, Paper Towel, SS, Surface Mounted | 1 | CC | A surface mounted, satin finish stainless steel, single-fold, paper towel dispenser. Dispenser features: tumbler lock; front hinged at bottom; and refill indicator slot. Minimum capacity 400 single-fold paper towels. For general purpose use throughout the facility.
C0025 | Cabinet, Wardrobe, 1 Door, 84x24x22 | 1 | CC | Wardrobe cabinet with a fixed shelf, clothing rod, and a solid or louvered right or left-hinged door (appropriate door hinge configuration to be indicated on the equipment elevation drawings), an optional locking door is available. Also referred to as a wardrobe case, unit or storage unit. Used for storage of clothing and personal items.
CS250 | Sink, SS, Single Compartment, 6x12x9 ID | 1 | CC | Single compartment stainless steel sink, drop-in, self-rimming, ledge-type, connected with a drain and provided with a mixing faucet. It shall also be provided with pre-punched fixture holes on 4" center, integral back ledge to accommodate deck-mounted fixtures, brushed/polished interior and top surfaces, and sound deadened. Recommended for use in suspended or U/C/B sink cabinets having a high plastic laminate or Chemsurf laminate countertop/work surface. For general purpose use throughout the facility.
CT020 | Countertop, Solid Surface | 1 | CC | A solid, nonporous countertop with a smooth seamless appearance. Easy to clean and maintain and with proper cleaning does not support the growth of mold. An acrylic-based solid surface product. Standard thickness of 1", and a 4" butt backsplash/curb. Also referred to as a work surface or work top. Available in a choice of colors and depths. Used in lab and other hospital areas requiring optimum physical and chemical resisting properties.
F0340 | Stool, Self Adjusting | 1 | VV | Self adjusting stool. Consists of a foam padded upholstered seat with attached foot rest for added comfort. Mounted on swivel casters. Designed for doctor's use during examinations.
F2017 | Waste Receptacle, 24 GAL | 1 | VV | Rectangular steel waste receptacle with step-on lid and 24 gallon capacity. The receptacle is used to collect and temporarily store small quantities of paper refuse. Can be used in restrooms, patient areas, laboratories, pharmacies, etc.
F3200 | Clock, Battery, 12" Diameter | 1 | VV | Clock, 12" diameter. Round surface, easy to read numbers with sweep second hand. Wall mounted unit for use when impractical to install a fully synchronized clock system. Battery operated, (batteries not included).
G1025 | Exercise Machine, Elliptical | 1 | VV | An elliptical training machine to simulate stair climbing, walking or running without causing excessive pressure to the joints and to decrease risk of impact injuries. Provides a non-impact cardiovascular workout in a gym or in rehabilitation exercise protocols in a physical therapy clinic. The unit includes upper body handlebars for a total workout. The elliptical can be self-powered by user generated motion or electric powered to adjust motion and for supplying electronic consoles and resistance systems. Some models have optional direct or telemetric pulse monitoring. Database electrical specifications are for those models which require power. Refer to the manufacturers' specifications to verify electrical requirements.
M8115 | Conditioner, Cold Treatment Pack | 1 | VV | Refrigeration unit for twelve cold therapy packs. Unit features thermostatic temperature control, automatic defrosting and refrigeration grade insulation. Interior chamber is designed to facilitate periodic cleaning. Smaller capacity models are available.
M8120 | Therapy Unit, Hydroculator | 1 | VV | Moist Heat Therapy Unit, also referred as a Hydrocollator Heating Unit, are used to apply effective heat to hot packs used in moist heat therapy. Unit is supplied ready for immediate use and requires no special plumbing. Unit features: stainless steel insulated wall, thermostatically controlled, casters ( mobile units only), and standard size Hot Packs. Other unit sizes and accessories (variety of hot packs, tongs, side table rack, etc.) are available.
M8125 | Ergometer, Bicycle, Stationary | 1 | VV | Bicycle ergometer. The unit includes an adjustable seat, pedals with toe clips, disc brakes, and tachometer/odometer. The display provides readouts of time, speed and distance. The unit features steel construction for durability and reliability. The ergometer is used in progressive rehabilitation or physical training programs.
M8133 | Ergometer, Upper Body | 1 | VV | Ergometer for measuring upper body exertion during an exercise regimen. The unit consists of a seat and a hand crank mechanism at shoulder height. The unit is used for physical rehabilitation protocols and stress testing. The unit quantifiably measures the effort exerted by the patient.
M8210 | Cart, Weight, Physical Therapy, w/Weights | 1 | VV | Physical therapy weight cart equipped with weights, two storage shelves, and racks to store dumbbells. Unit is constructed of quality hardwood and mounted on 4 heavy-duty casters. Used for storage of weights.
M8240 | Parallel Bars, Physical Therapy | 1 | VV | Physical therapy parallel bars. Unit can have manual or electrically powered adjustments. Bar height is adjustable from 25" to 40" and the bar width is adjustable from 16" to 25". Hand rails are chrome plated 1-1/2" steel tubing. Walking aisle is a minimum of 24" wide and finished in natural wood or covered with vinyl matting. Database information reflects 10' or 12' bar length electrically powered units.
M8305 | Platform, Exercise, w/Mat, Powered | 1 | VV | Exercise platform with power height adjustment. The platform rests on one or two pedestal bases which contain the power mechanism for adjusting the table height. The platform top or removable mattress is covered with heavy duty, nylon-reinforced vinyl for durability. The adjustable height feature is designed to accommodate patients who have difficulty sitting or transferring from a wheelchair as well as providing an optimal working height for the physical therapist once the patient is on the table. Larger and smaller units as well as manual crank platform tables are available.
M8330 | Treadmill, Electric | 1 | VV | Electric treadmill. Unit consists of a strong steel frame with front and side handrails covered with foam rubber, a remote control unit and a moving belt with a speed range from 0 to 10 mph. The unit also has a patient-controlled start/stop switch and a resettable distance counter. The motor controls the belt speed and changes the elevation of one end of the treadmill up to a 20 degree incline. The unit can be used as an exercise/therapy apparatus or in the practice of preventive medicine. Because of their power requirements, treadmills are also available as 208V powered units. At 110V, a treadmill may require a dedicated circuit. Refer to the manufacturer's literature and the specific installation site for deciding which voltage to use. See JSN M8185 for treadmill/electrocardiography systems used in cardiology studies.
R4650 | Ice Maker, Flaked, With Dispenser | 1 | CC | Ice maker dispenser approximately 71" H x 19"D x 24"W. This unit provides flaked ice and cooled water automatically. The unit has a daily capacity up to 650 pounds and a 100 pound capacity stainless steel storage compartment with water station. Unit may be free-standing or counter-mounted, automatic load ice dispenser for food service and healthcare use. The unit is used in healthcare institutions and various commercial food service operations for dispensing ice.
4 - RSH86 - Comm Ctr Great Room, Sml Hs | 4 - RSH86 - Comm Ctr Great Room, Sml Hs | 4 - RSH86 - Comm Ctr Great Room, Sml Hs | 4 - RSH86 - Comm Ctr Great Room, Sml Hs | 4 - RSH86 - Comm Ctr Great Room, Sml Hs
JSN | NAME | QTY | ACQ | DESCRIPTION
A6046 | Artwork, Decorative, With Frame | 1 | VV | This JSN is to be used for determining and defining location of decorative artwork.
C03E0 | Cabinet, U/C/B, 1 Shelf, 1 Drawer, 2 DO, 36x30x22 | 3 | CC | Standing height under counter base cabinet with an adjustable shelf and a full width drawer above solid hinged doors. Also referred to as a combination cabinet or a drawer and cupboard cabinet. For general purpose use throughout the facility.
C04P0 | Cabinet, Sink, U/C/B, 2 Door, 36x36x22 | 1 | CC | Standing height under counter base sink cabinet with solid hinged doors. Also referred to as a double-door sink cabinet. For general purpose use throughout the facility where a sink is to be used. Coordinate actual clear cabinet dimension with the actual outside dimension of sink that is specified to ensure that they are compatible.
CS230 | Sink, SS, Double Compartment, 10x14x16 ID | 1 | CC | Double compartment stainless steel sink, drop-in, self-rimming, ledge-type, connected with a drain and provided with a mixing faucet. It shall also be provided with pre-punched fixture holes on 4" center, integral back ledge to accommodate deck-mounted fixtures, brushed/polished interior and top surfaces, and sound deadened. Recommended for use in suspended or U/C/B sink cabinets having a high plastic laminate or Chemsurf laminate countertop/work surface. Coordinate actual outside sink dimensions with the actual clear dimension of cabinet specified to ensure that they are compatible. For general purpose use throughout the facility.
CT020 | Countertop, Solid Surface | 13 | CC | A solid, nonporous countertop with a smooth seamless appearance. Easy to clean and maintain and with proper cleaning does not support the growth of mold. An acrylic-based solid surface product. Standard thickness of 1", and a 4" butt backsplash/curb. Also referred to as a work surface or work top. Available in a choice of colors and depths. Used in lab and other hospital areas requiring optimum physical and chemical resisting properties.
F0225 | Chair, Dining Room | 8 | VV | Dining room chair with glides. Chair has straight legs with cushioned cloth or vinyl seat.
F0255 | Chair, Easy | 6 | VV | Easy chair approximately 35" high X 28" wide X 32" deep with arms and floor glides. Arms, back and seat are foam padded and upholstered in woven textile fabric or vinyl.
F0260 | Chair, High Back, Patient | 2 | VV | High back patient chair, approximately 45" H X 24" W X 30" D with padded and upholstered back and seat. Straight legs have floor glides. Upholstery material is vinyl.
F0375 | Sofa, Upholstered | 2 | VV | Executive sofa with woven fabric textile or vinyl upholstery, foam padded arms, steel spring and foam rubber backs and seats, and floor glides.
F0736 | Table, Coffee, Round | 2 | VV | Round shaped coffee table approximately 36 W x 18 H. Table is made of wood with tapered legs and should be complimentary to adjacent accent furniture.
F0737 | Table, Sideboard, w/ Storage | 1 | VV | Residential living table made with solid wood construction and hand finished. Table has 3-4 doors and/or 2-3 drawers for storage underneath the top, and approximate dimensions are 60 W x 15 D x 35 H. Typically positioned in a residential setting living room but could be used at the discretion of the facility.
F0740 | Table, Occasional, Lamp | 1 | VV | Occasional lamp table (end table) approximately 20" high X 27" wide X 27" deep with choice of finishes (wood, oak veneer, or high pressure laminate).
F0795 | Table, Dining | 2 | VV | Dining table. Round 42" diameter or square 42" X 42". Used in dining facilities and can comfortably seat up to four (4) persons.
F3200 | Clock, Battery, 12" Diameter | 1 | VV | Clock, 12" diameter. Round surface, easy to read numbers with sweep second hand. Wall mounted unit for use when impractical to install a fully synchronized clock system. Battery operated, (batteries not included).
K1550 | Brewer, Coffee, Auto, Elect, 3 Burner, Side/Side | 1 | VC | Side by side automatic coffee maker. This unit includes a heating tank, a connection for a cold water supply, a decanter service with three burners, a funnel and a water flow controller. The unit is used for semi-automatic coffee brewing in office building cafeterias and commercial institutions. The unit automatically shuts off the water flow when enough has passed through to fill the pot. The unit is normally provided plumbed with a hot water faucet to the side for making other hot drinks (tea, cider, cocoa, etc. ). Larger size units are available.
K4660 | Oven, Microwave, Heavy Duty, 1000 Watts | 1 | VV | Heavy duty, counter mounted, microwave oven which delivers 1000 watts of microwave energy for rapid reheating, defrosting or cooking. The unit's cabinet is made from stainless steel or other rugged material. The touchpad has programmable keys for timing the cooking of specific items and a multiple portion cooking time adjustment key. The unit features an electronic timer with a digital readout. Some models have an additional manual dial timer. The unit can be mounted in a cabinet recess or on a shelf.
R4650 | Ice Maker, Flaked, With Dispenser | 1 | CC | Ice maker dispenser approximately 71" H x 19"D x 24"W. This unit provides flaked ice and cooled water automatically. The unit has a daily capacity up to 650 pounds and a 100 pound capacity stainless steel storage compartment with water station. Unit may be free-standing or counter-mounted, automatic load ice dispenser for food service and healthcare use. The unit is used in healthcare institutions and various commercial food service operations for dispensing ice.
R6200 | Refrigerator, U/C or F/S, 5 Cu Ft | 1 | VV | Utility refrigerator approximately 35" H x 24" W x 26" D. The unit has a two tray ice cube cooling system. The refrigerator fits standard architectural dimensions for undercounter installation. The unit is perfect for use in nurses' station, wards, and laboratories, pharmacies or wherever space is limited.
5 - RSH91 - Comm Ctr Theater, Sml Hs | 5 - RSH91 - Comm Ctr Theater, Sml Hs | 5 - RSH91 - Comm Ctr Theater, Sml Hs | 5 - RSH91 - Comm Ctr Theater, Sml Hs | 5 - RSH91 - Comm Ctr Theater, Sml Hs
JSN | NAME | QTY | ACQ | DESCRIPTION
C03E0 | Cabinet, U/C/B, 1 Shelf, 1 Drawer, 2 DO, 36x30x22 | 1 | CC | Standing height under counter base cabinet with an adjustable shelf and a full width drawer above solid hinged doors. Also referred to as a combination cabinet or a drawer and cupboard cabinet. For general purpose use throughout the facility.
CT020 | Countertop, Solid Surface | 3 | CC | A solid, nonporous countertop with a smooth seamless appearance. Easy to clean and maintain and with proper cleaning does not support the growth of mold. An acrylic-based solid surface product. Standard thickness of 1", and a 4" butt backsplash/curb. Also referred to as a work surface or work top. Available in a choice of colors and depths. Used in lab and other hospital areas requiring optimum physical and chemical resisting properties.
F0190 | Chair, Auditorium, With Tablet Arm | 24 | CC | Tablet arm auditorium chair. Chair consists of wood or upholstered arm rest with plastic rear panel and self-rise molded foam over upholstered spring seat. It includes a folding writing surface that stores at the side of the chair. Unit is constructed with 3/16" steel. To be used in auditoriums during conferences or lectures.
F2000 | Basket, Wastepaper, Fire Resistant | 2 | VV | Wastepaper basket, fire resistant, approximately 40 quart capacity. This unit is used to collect and temporarily store small quantities of paper refuse in patient rooms, administrative areas and nursing stations. Size and shape varies depending on the application and manufacturer selected.
M0385 | Projector, Multimedia/Data | 1 | VV | The projector shall provide computer and video projections. Minimum features included: Brightness of not less than 1500 ANSI ( American National Standards Institute) Lumens, and a minimum resolution format of 1024 X 768 pixels (XGA). The projector shall be portable and weigh no more than 10 pounds. It shall include a zoom lens and computer and video input ports.
M0400 | Screen, Projection, 144x144, Remote Control | 1 | CC | Wall or ceiling mounted, roll-up type screen with remote control. Includes multiple controls to operate the screen from two or more locations, wireless remote control, adjustable preset limit switches, and black borders on all sides. Screen is housed in a solid wood or metal case with removable motor module. For a classroom, conference room, or large auditorium.
6 - SS183 - Sml Hs Comm Ctr Library, Educ Svc | 6 - SS183 - Sml Hs Comm Ctr Library, Educ Svc | 6 - SS183 - Sml Hs Comm Ctr Library, Educ Svc | 6 - SS183 - Sml Hs Comm Ctr Library, Educ Svc | 6 - SS183 - Sml Hs Comm Ctr Library, Educ Svc
JSN | NAME | QTY | ACQ | DESCRIPTION
7 - RSH95 - Comm Ctr Hair Care Salon / Shop, Sml Hs | 7 - RSH95 - Comm Ctr Hair Care Salon / Shop, Sml Hs | 7 - RSH95 - Comm Ctr Hair Care Salon / Shop, Sml Hs | 7 - RSH95 - Comm Ctr Hair Care Salon / Shop, Sml Hs | 7 - RSH95 - Comm Ctr Hair Care Salon / Shop, Sml Hs
JSN | NAME | QTY | ACQ | DESCRIPTION
A1015 | Telephone, Desk, Multiple Line | 1 | VV | Telephone, desk, multiple line.
A5145 | Hook, Garment, Double, SS, Surface Mounted | 2 | CC | A surface mounted, satin finish stainless steel, double garment hook. Equipped with a concealed mounting bracket that is secured to a concealed wall plate. For general purpose use throughout the facility to hang various items of apparel.
CT020 | Countertop, Solid Surface | 6 | CC | A solid, nonporous countertop with a smooth seamless appearance. Easy to clean and maintain and with proper cleaning does not support the growth of mold. An acrylic-based solid surface product. Standard thickness of 1", and a 4" butt backsplash/curb. Also referred to as a work surface or work top. Available in a choice of colors and depths. Used in lab and other hospital areas requiring optimum physical and chemical resisting properties.
E0042 | Workcenter, Computer, Free Standing, 48" W | 1 | VV | THIS TYPICAL INCLUDES: 1 Tool Rail 2 Paper Tray 1 Diagonal Tray 1 Freestanding Work Surface 1 Mobile Pedestal, Box/File 1 Adjustable Keyboard Tray
F0205 | Chair, Side With Arms | 2 | VV | Upholstered side chair, 32" high X 21" wide X 23" deep with arms, padded seats and padded backs. Seat height is a minimum of 17". Available with or without sled base.
F0280 | Chair, Swivel, Low Back | 1 | VV | Low back contemporary swivel chair, 37" high X 25" wide X 31" deep with a five (5) caster swivel base, arms and foam padded seat and back upholstered with either woven textile fabric or vinyl.
F3070 | Case, Display | 1 | VV | Display case. Equipped with glass doors, adjustable glass shelves, security locks and choice of either fabric or mirror backing.
F3200 | Clock, Battery, 12" Diameter | 1 | VV | Clock, 12" diameter. Round surface, easy to read numbers with sweep second hand. Wall mounted unit for use when impractical to install a fully synchronized clock system. Battery operated, (batteries not included).
8 - SV064 - Sml Hs Comm Ctr Chapel / Meditation Room, Chpln Svc | 8 - SV064 - Sml Hs Comm Ctr Chapel / Meditation Room, Chpln Svc | 8 - SV064 - Sml Hs Comm Ctr Chapel / Meditation Room, Chpln Svc | 8 - SV064 - Sml Hs Comm Ctr Chapel / Meditation Room, Chpln Svc | 8 - SV064 - Sml Hs Comm Ctr Chapel / Meditation Room, Chpln Svc
JSN | NAME | QTY | ACQ | DESCRIPTION
A6046 | Artwork, Decorative, With Frame | 2 | VV | This JSN is to be used for determining and defining location of decorative artwork.
F0115 | Bookcase, Open, 5 Shelf | 1 | VV | Freestanding open shelf bookcase, approximately 82" high X 37" wide X 18" deep with 5 (five) adjustable shelves. Unit can be separate or part of a system with available add-on shelving.
F0205 | Chair, Side With Arms | 1 | VV | Upholstered side chair, 32" high X 21" wide X 23" deep with arms, padded seats and padded backs. Seat height is a minimum of 17". Available with or without sled base.
F0210 | Chair, Side, Without Arms | 1 | VV | Upholstered side chair approximately 32" high X 19" wide X 23" deep with floor glides. Seat is non-tilting and without arms.
F0375 | Sofa, Upholstered | 1 | VV | Executive sofa with woven fabric textile or vinyl upholstery, foam padded arms, steel spring and foam rubber backs and seats, and floor glides.
F0735 | Table, Coffee | 1 | VV | Coffee table, approximately 18" high X 52" wide X 24" deep.
F0740 | Table, Occasional, Lamp | 1 | VV | Occasional lamp table (end table) approximately 20" high X 27" wide X 27" deep with choice of finishes (wood, oak veneer, or high pressure laminate).
F2000 | Basket, Wastepaper, Fire Resistant | 1 | VV | Wastepaper basket, fire resistant, approximately 40 quart capacity. This unit is used to collect and temporarily store small quantities of paper refuse in patient rooms, administrative areas and nursing stations. Size and shape varies depending on the application and manufacturer selected.
F2420 | Lamp, Table, With Shade | 1 | VV | Table lamp, 27-34" high X 6" wide X 6" deep with linen shade. Convenience outlet required at point of use.
F3200 | Clock, Battery, 12" Diameter | 1 | VV | Clock, 12" diameter. Round surface, easy to read numbers with sweep second hand. Wall mounted unit for use when impractical to install a fully synchronized clock system. Battery operated, (batteries not included).
9 - SV614 - Sml Hs Comm Ctr Retail Store, VC Svc | 9 - SV614 - Sml Hs Comm Ctr Retail Store, VC Svc | 9 - SV614 - Sml Hs Comm Ctr Retail Store, VC Svc | 9 - SV614 - Sml Hs Comm Ctr Retail Store, VC Svc | 9 - SV614 - Sml Hs Comm Ctr Retail Store, VC Svc
JSN | NAME | QTY | ACQ | DESCRIPTION
10 - SV698 - Sml Hs Comm Ctr Post Office, VC Svc | 10 - SV698 - Sml Hs Comm Ctr Post Office, VC Svc | 10 - SV698 - Sml Hs Comm Ctr Post Office, VC Svc | 10 - SV698 - Sml Hs Comm Ctr Post Office, VC Svc | 10 - SV698 - Sml Hs Comm Ctr Post Office, VC Svc
JSN | NAME | QTY | ACQ | DESCRIPTION
A1012 | Telephone, Wall Mounted, 1 Line | 2 | VV | Telephone, wall mounted, 1 line.
A6105 | Counter, Reception Control, Built-In | 1 | CC | Counter, control, inpatient, built-in. Consists of two 18â€ wide base cabinets with two drawers and file drawer, two 30â€ wide pencil drawers and two 18â€ wide base cabinet with four drawers. The countertop shall be a composition of wood particle core with plastic laminate surface having a hard smooth surface finish, standard thickness of 1â€ and a 4â€ butt backsplash/curb. Pricing based on a 30" depth.
F0100 | Bin, Mail Sorting, Table Mounted | 3 | VV | Table mounted mail sorting bin with sufficient adjustable dividers to accommodate all standard size papers, and computer reports. Typical number of compartments for bin is forty eight (48).
F0102 | Cabinet, Distribution, Mail | 1 | VV | Mail distribution cabinet. Horizontal style distribution boxes. Unit consists of adjustable horizontal dividers and/or adjustable shelves. Unit can be customized to fit the client needs. Used for mail distribution.
F2000 | Basket, Wastepaper, Fire Resistant | 1 | VV | Wastepaper basket, fire resistant, approximately 40 quart capacity. This unit is used to collect and temporarily store small quantities of paper refuse in patient rooms, administrative areas and nursing stations. Size and shape varies depending on the application and manufacturer selected.
11 - SC052 - Sml Hs Comm Ctr Crash Cart Alcove, Clncl Sprt | 11 - SC052 - Sml Hs Comm Ctr Crash Cart Alcove, Clncl Sprt | 11 - SC052 - Sml Hs Comm Ctr Crash Cart Alcove, Clncl Sprt | 11 - SC052 - Sml Hs Comm Ctr Crash Cart Alcove, Clncl Sprt | 11 - SC052 - Sml Hs Comm Ctr Crash Cart Alcove, Clncl Sprt
JSN | NAME | QTY | ACQ | DESCRIPTION
E0954 | Cart, Emergency, Mobile, 66"H x 32"W x 22"D | 1 | VV | THIS TYPICAL INCLUDES: 1 Cart body, style-A narrow, w/raised edge top 1 Accessory rail, side 1 Accessory rail, back 1 Defibrillator tray 1 IV pole 1 Breakaway bar 1 Flip-up shelf 1 Wastebasket 1 Oxygen tank holder 1 Electrical box-4 outlet 1 Cord wrap 4 Drawer, 3"H 3 Drawer, 6"H Drawer organizer bins.
M1100 | Resuscitator, Bag-Mask, Hand Operated | 1 | VV | Hand operated bag-mask resuscitator. Consists of face mask, non-rebreathing valve, compression bag and tidal bag. Used for resuscitation in life saving situations.
M7660 | Defibrillator/Monitor/Recorder, Portable | 1 | VV | Portable defibrillator-monitor-recorder. Integral unit system operable from self-contained rechargeable batteries. ECG may be viewed through paddles or patient cable. Options include external pacing and 12-Lead.
M8769 | Aspirator, Resuscitation, Portable w/ Battery | 1 | VV | High-vacuum and high-flow AC/DC powered suction unit for use on emergency resuscitation carts and for general suction use. Light weight, compact design, fully enclosed water resistant unit with an average run time of 60 minutes. Includes variable suction range up to 580 mmHg and 1200 CC collection canister.
11 - COMMUNITY CENTER SUPPORT AREA | 11 - COMMUNITY CENTER SUPPORT AREA | 11 - COMMUNITY CENTER SUPPORT AREA | 11 - COMMUNITY CENTER SUPPORT AREA | 11 - COMMUNITY CENTER SUPPORT AREA
1 - SB680 - Sml Hs Comm Ctr Receiving / Loading, Lgstcs Svc | 1 - SB680 - Sml Hs Comm Ctr Receiving / Loading, Lgstcs Svc | 1 - SB680 - Sml Hs Comm Ctr Receiving / Loading, Lgstcs Svc | 1 - SB680 - Sml Hs Comm Ctr Receiving / Loading, Lgstcs Svc | 1 - SB680 - Sml Hs Comm Ctr Receiving / Loading, Lgstcs Svc
JSN | NAME | QTY | ACQ | DESCRIPTION
A1010 | Telecommunication Outlet | 1 | CC | Telecommunication outlet location.
A1015 | Telephone, Desk, Multiple Line | 1 | VV | Telephone, desk, multiple line.
E0078 | Workstation, L-Shaped w/Peninsula, Free Std, 78x72 | 1 | VV | This section will provide a whole work station typical to quickly plan work areas in clinical or administrative spaces. There will be a price decrease if typical work stations are used with vertical hanging strips instead of panels. THIS TYPICAL INCLUDES: 4 standard solid panels; 2 panel connectors, 2-way corner; 1 panel-to-panel connector; 2 finished end hardware; 1 cantilevered work surface; 1 peninsula work surface; 2 lockable flipper units; 2 shelf, storage/display; 2 lights; 1 tack board, 48"W; 1 tool rail, 30"W; 1 paper tray; 1 diagonal tray; 1 adjustable keyboard tray; 1 mobile pedestal, box/file.
F0205 | Chair, Side With Arms | 1 | VV | Upholstered side chair, 32" high X 21" wide X 23" deep with arms, padded seats and padded backs. Seat height is a minimum of 17". Available with or without sled base.
F0275 | Chair, Swivel, High Back | 1 | VV | Highback contemporary swivel chair, 41" high X 23" wide X 23" deep with five (5) caster swivel base and arms. Chair may be used at desks or in conference rooms. Back and seat are foam padded and upholstered with either woven textile fabric or vinyl.
F0420 | Cabinet, Filing, Lateral, Half Height | 1 | VV | Half height two (2) or three (3) drawer lateral filing cabinet, 28" high X 42" wide X 18" deep with recessed handles, locking device and drawer label holders. Drawers are adaptable to either letter or legal size materials.
F0775 | Table, Work, 2 Drawer | 1 | VV | Work table approximately 32" high X 72" wide X 30" deep with two drawers and a hard wood top.
F2700 | Reader, Bar Code, Hand Held, With Interface | 1 | VV | Hand held laser bar code reader with computer interface. Used for automated inventory, using bar code stickers / labels. Convenience outlet required at point of use.
F3200 | Clock, Battery, 12" Diameter | 1 | VV | Clock, 12" diameter. Round surface, easy to read numbers with sweep second hand. Wall mounted unit for use when impractical to install a fully synchronized clock system. Battery operated, (batteries not included).
M1801 | Computer, Microprocessing, w/Flat Panel Monitor | 1 | VV | Desk top microprocessing computer. The unit shall consist of a central processing mini tower, flat panel monitor, keyboard, mouse and speakers. The system shall have the following minimum characteristics: a 2.8 GHz Pentium processor; 512 MB memory; 80GB hard drive; 32/48x CD-ROMDVD combo; 1.44MB network interface card; video 32 MB NVIDIA; a 18 inch flat panel monitor. The computer is used throughout the facility to input, manipulate and retrieve information.
M1840 | Printer/Copier/Fax Combination | 1 | VV | Multifunctional printer, fax, scanner and copier (PFC) all-in-one machine.
M2020 | Cabinet, Storage, Safety, Built-In, Vented | 1 | CC | Safety storage cabinet. This unit is of double steel wall construction, with vented grounding attachment, raised leak proof door sill, and adjustable shelving. Equipped with two doors and three-point key lock. The construction meets standards set by OSHA and NFPA Code 30 requirements. Designed for storage of flammable type liquids. The cabinet fits into a laboratory casework configuration and its ventilation ports are in the back to leave the counterspace free. The cabinet requires ventilation ducting and an exhaust fan as part of the HVAC (heating, ventilation and air conditioning) system.
M2055 | Shelving, Storage, Wire, CRS, w/Adjustable Shelves | 1 | VV | Stationary, wire, shelving unit. Unit has fully adjustable shelves constructed of stainless steel. For use in general purpose storage areas. Shelving is provided in various sizes and configurations. Price provided is for a unit approximately 74"H x 18"D x 48"W with four shelves.
M2105 | Pallet Lift, Hydraulic, Manual, 48" Pallet | 1 | VV | Hydraulic manual pallet equipped with floor lock and wheels for easy transport. Unit accommodates 48" pallets and is designed to handle all types of lifting tasks.
M2115 | Truck, Hand, 2 Wheel | 1 | VV | 2 wheel hand truck. Double handled with three supportive crossbars for heavy duty use. 800 pound weight capacity with two 8 or 10 inch wheels. For use in the warehouse.
M2125 | Stacker, Straddle, 127" Lift, 2000 lb Capacity | 1 | VV | Straddle stacker. Battery powered with 2000 pound lifting capacity. Unit lifts to heights up to 127". Equipped with a extra heavy duty hydraulic system. Unit has a built-in automatic battery charger. Electrical requirements are for the charger. Designed for pallet lifting.
M2130 | Truck, Hydraulic Lift, Electric | 1 | VV | Electric lift truck. Equipped with heavy duty hydraulic system and 12 V battery. For use within enclosed warehouse spaces. Adjustable 25" (approx) long forks. Complete with 10 amp charger. Counterweight must be used to help prevent tipping. NOTE: Not recommended for moving long distances or over uneven surfaces.
M7780 | Scanner, Document | 1 | VV | Scanner for recording printed material in an electronic format. Some models process both color and black-and-white images. Options include automatic paper feeders and transparency adapters. Most models require connection to a microcomputer for independent operation or use as part of a network. Larger models for high use applications which connect directly to a network without passing information through a microcomputer are available.
2 - SB679 - Sml Hs Comm Ctr Hair Care Salon / Shop Storage Room, Lgstcs Svc | 2 - SB679 - Sml Hs Comm Ctr Hair Care Salon / Shop Storage Room, Lgstcs Svc | 2 - SB679 - Sml Hs Comm Ctr Hair Care Salon / Shop Storage Room, Lgstcs Svc | 2 - SB679 - Sml Hs Comm Ctr Hair Care Salon / Shop Storage Room, Lgstcs Svc | 2 - SB679 - Sml Hs Comm Ctr Hair Care Salon / Shop Storage Room, Lgstcs Svc
JSN | NAME | QTY | ACQ | DESCRIPTION
A1010 | Telecommunication Outlet | 1 | CC | Telecommunication outlet location.
A1014 | Telephone, Wall Mounted, 1 Line, With Speaker | 1 | VV | Telephone, wall mounted, 1 line, with speaker.
M2055 | Shelving, Storage, Wire, CRS, w/Adjustable Shelves | 4 | VV | Stationary, wire, shelving unit. Unit has fully adjustable shelves constructed of stainless steel. For use in general purpose storage areas. Shelving is provided in various sizes and configurations. Price provided is for a unit approximately 74"H x 18"D x 48"W with four shelves.
3 - SB483 - Sml Hs Comm Ctr Maintenance Storage Room, Eng Svc | 3 - SB483 - Sml Hs Comm Ctr Maintenance Storage Room, Eng Svc | 3 - SB483 - Sml Hs Comm Ctr Maintenance Storage Room, Eng Svc | 3 - SB483 - Sml Hs Comm Ctr Maintenance Storage Room, Eng Svc | 3 - SB483 - Sml Hs Comm Ctr Maintenance Storage Room, Eng Svc
JSN | NAME | QTY | ACQ | DESCRIPTION
A1010 | Telecommunication Outlet | 1 | CC | Telecommunication outlet location.
A1014 | Telephone, Wall Mounted, 1 Line, With Speaker | 1 | VV | Telephone, wall mounted, 1 line, with speaker.
M2055 | Shelving, Storage, Wire, CRS, w/Adjustable Shelves | 4 | VV | Stationary, wire, shelving unit. Unit has fully adjustable shelves constructed of stainless steel. For use in general purpose storage areas. Shelving is provided in various sizes and configurations. Price provided is for a unit approximately 74"H x 18"D x 48"W with four shelves.
4 - SB244 - Sml Hs Comm Ctr Housekeeping Aides Closet (HAC), Bldg Sprt | 4 - SB244 - Sml Hs Comm Ctr Housekeeping Aides Closet (HAC), Bldg Sprt | 4 - SB244 - Sml Hs Comm Ctr Housekeeping Aides Closet (HAC), Bldg Sprt | 4 - SB244 - Sml Hs Comm Ctr Housekeeping Aides Closet (HAC), Bldg Sprt | 4 - SB244 - Sml Hs Comm Ctr Housekeeping Aides Closet (HAC), Bldg Sprt
JSN | NAME | QTY | ACQ | DESCRIPTION
A5075 | Dispenser, Soap, Disposable | 1 | VV | Disposable soap dispenser. One-handed dispensing operation. Designed to accommodate disposable soap cartridge and valve.
A5080 | Dispenser, Paper Towel, SS, Surface Mounted | 1 | CC | A surface mounted, satin finish stainless steel, single-fold, paper towel dispenser. Dispenser features: tumbler lock; front hinged at bottom; and refill indicator slot. Minimum capacity 400 single-fold paper towels. For general purpose use throughout the facility.
A5107 | Dispenser, Glove, Surgical/Examination, Wall Mntd | 1 | VV | Examination three (Small Medium, Large) glove dispenser box for wall mounting. Fabricated of either cold rolled steel with a white baked enamel finish, plastic or acrylic. Hardware not included, Option 3 powder coated steel.
A5135 | Shelf, Utility W/ Mop/Broom Holders, SS, Surf Mntd | 1 | CC | A surface mounted, satin finish stainless steel, utility shelf with a maximum of 6 mop/broom holders and 5 rag hooks. Utility shelf features: 8" deep shelf; mounting brackets welded to shelf; spring activated rubber cam holders; and drying rod. Unit is available in various widths 30" (minimum, 3 holders and 2 hooks) to 48" (maximum, 6 holders and 5 hooks). For use in janitor closets. Pricing based on a 36" width.
F0500 | Cart, Janitor's | 1 | VV | Janitors cart, 38" high X 66" wide X 20" deep with 25 gallon heavy duty collection bag. Accommodations for locking vault and janitorial support items (broom, dust pan, chemicals, mop and mop bucket; not included).
F0505 | Bucket, Mop, With Wringer, 26 Quart | 1 | VV | Mobile mop bucket / wringer combination, approximately 35" H x 17" W x 22" D with four 2" casters. Total capacity is 26 quarts. Unit used for general hard surface floor maintenance.
P2000 | Eyewash, Wall Mounted, Hands-Free | 1 | CC | Wall mounted emergency eye wash station. The flow of water from the unit is activated by hand. Upon initiation of water flow the unit will operate hands free to provide streams of water to clear foreign particles or dilute caustic liquids from the eyes in emergency situations. Used in laboratories and areas of the hospital where employees are subject to foreign bodies or liquid material to the eyes.
P2451 | Valve, Mixing, Thermostatic, Eyewash | 1 | CC | Emergency tempering valve thermostatically mixes hot and cold water to provide a safe fluid supply for a single emergency eye/face wash with a flow rate of 10 gpm (38.8L)
P4700 | Sink, Mop, Molded Stone | 1 | CC | Mop service sink approximately 10"H x 36"W x 24"D. Also called a mop service basin and a mop receptor. Unit is made of molded stone and is a one piece item. It shall include a service faucet hose, hose bracket and mop hanger. Used in utility rooms for cleaning mops and floor cleaning equipment.
5 - SB283 - Sml Hs Comm Ctr Trash Collection Room, Bldg Sprt | 5 - SB283 - Sml Hs Comm Ctr Trash Collection Room, Bldg Sprt | 5 - SB283 - Sml Hs Comm Ctr Trash Collection Room, Bldg Sprt | 5 - SB283 - Sml Hs Comm Ctr Trash Collection Room, Bldg Sprt | 5 - SB283 - Sml Hs Comm Ctr Trash Collection Room, Bldg Sprt
JSN | NAME | QTY | ACQ | DESCRIPTION
A5077 | Dispenser, Hand Sanitizer, Hands-Free | 1 | VV | A touch free wall-mounted hand sanitizer dispenser. For use throughout a healthcare facility. Unit does not include the sanitizing liquid. Units are battery operated.
A5107 | Dispenser, Glove, Surgical/Examination, Wall Mntd | 1 | VV | Examination three (Small Medium, Large) glove dispenser box for wall mounting. Fabricated of either cold rolled steel with a white baked enamel finish, plastic or acrylic. Hardware not included, Option 3 powder coated steel.
F0530 | Cart, Trash | 1 | VV | Heavy duty trash cart, approximately 42" high X 74" wide X 34" deep with two (2) solid non-marking rubber roller bearing wheels, one (1) or two (2) swivel casters, 2000 pound capacity and tilt mechanism.
F2026 | Container, Recycling, Large | 1 | VV | Recycling container shall be approximately 30-gallons in capacity. The container may include a lid and be Recycle Blue in color with the recycle symbol identified on the container.
12 - COMMUNITY CENTER STAFF AND ADMINISTRATIVE AREA | 12 - COMMUNITY CENTER STAFF AND ADMINISTRATIVE AREA | 12 - COMMUNITY CENTER STAFF AND ADMINISTRATIVE AREA | 12 - COMMUNITY CENTER STAFF AND ADMINISTRATIVE AREA | 12 - COMMUNITY CENTER STAFF AND ADMINISTRATIVE AREA
1 - SS204 - Sml Hs Comm Ctr Director Office, Stff Sprt | 1 - SS204 - Sml Hs Comm Ctr Director Office, Stff Sprt | 1 - SS204 - Sml Hs Comm Ctr Director Office, Stff Sprt | 1 - SS204 - Sml Hs Comm Ctr Director Office, Stff Sprt | 1 - SS204 - Sml Hs Comm Ctr Director Office, Stff Sprt
JSN | NAME | QTY | ACQ | DESCRIPTION
A1010 | Telecommunication Outlet | 2 | CC | Telecommunication outlet location.
A1015 | Telephone, Desk, Multiple Line | 1 | VV | Telephone, desk, multiple line.
A5145 | Hook, Garment, Double, SS, Surface Mounted | 1 | CC | A surface mounted, satin finish stainless steel, double garment hook. Equipped with a concealed mounting bracket that is secured to a concealed wall plate. For general purpose use throughout the facility to hang various items of apparel.
E0078 | Workstation, L-Shaped w/Peninsula, Free Std, 78x72 | 1 | VV | This section will provide a whole work station typical to quickly plan work areas in clinical or administrative spaces. There will be a price decrease if typical work stations are used with vertical hanging strips instead of panels. THIS TYPICAL INCLUDES: 4 standard solid panels; 2 panel connectors, 2-way corner; 1 panel-to-panel connector; 2 finished end hardware; 1 cantilevered work surface; 1 peninsula work surface; 2 lockable flipper units; 2 shelf, storage/display; 2 lights; 1 tack board, 48"W; 1 tool rail, 30"W; 1 paper tray; 1 diagonal tray; 1 adjustable keyboard tray; 1 mobile pedestal, box/file.
F0110 | Bookcase, 3 Shelf | 1 | VV | Freestanding open metal shelf book case, approximately 60" high X 36" wide X 18" deep with three (3) adjustable shelves and four (4) non-marking floor glides.
F0205 | Chair, Side With Arms | 2 | VV | Upholstered side chair, 32" high X 21" wide X 23" deep with arms, padded seats and padded backs. Seat height is a minimum of 17". Available with or without sled base.
F0275 | Chair, Swivel, High Back | 1 | VV | Highback contemporary swivel chair, 41" high X 23" wide X 23" deep with five (5) caster swivel base and arms. Chair may be used at desks or in conference rooms. Back and seat are foam padded and upholstered with either woven textile fabric or vinyl.
F0420 | Cabinet, Filing, Lateral, Half Height | 1 | VV | Half height two (2) or three (3) drawer lateral filing cabinet, 28" high X 42" wide X 18" deep with recessed handles, locking device and drawer label holders. Drawers are adaptable to either letter or legal size materials.
F2000 | Basket, Wastepaper, Fire Resistant | 1 | VV | Wastepaper basket, fire resistant, approximately 40 quart capacity. This unit is used to collect and temporarily store small quantities of paper refuse in patient rooms, administrative areas and nursing stations. Size and shape varies depending on the application and manufacturer selected.
F3200 | Clock, Battery, 12" Diameter | 1 | VV | Clock, 12" diameter. Round surface, easy to read numbers with sweep second hand. Wall mounted unit for use when impractical to install a fully synchronized clock system. Battery operated, (batteries not included).
M1800 | Monitor, Computer | 1 | VV | A high definition LED computer monitor with minimum 1920 x 1080 resolution, 4ms response time, 25 inch class display size, compatible with desk or arm mounted. Monitor is VESA compatible and Energy Star compliant.
M1801 | Computer, Microprocessing, w/Flat Panel Monitor | 1 | VV | Desk top microprocessing computer. The unit shall consist of a central processing mini tower, flat panel monitor, keyboard, mouse and speakers. The system shall have the following minimum characteristics: a 2.8 GHz Pentium processor; 512 MB memory; 80GB hard drive; 32/48x CD-ROMDVD combo; 1.44MB network interface card; video 32 MB NVIDIA; a 18 inch flat panel monitor. The computer is used throughout the facility to input, manipulate and retrieve information.
2 - SS204 - Sml Hs Comm Ctr Nurse Leader Office, Stff Sprt | 2 - SS204 - Sml Hs Comm Ctr Nurse Leader Office, Stff Sprt | 2 - SS204 - Sml Hs Comm Ctr Nurse Leader Office, Stff Sprt | 2 - SS204 - Sml Hs Comm Ctr Nurse Leader Office, Stff Sprt | 2 - SS204 - Sml Hs Comm Ctr Nurse Leader Office, Stff Sprt
JSN | NAME | QTY | ACQ | DESCRIPTION
A1010 | Telecommunication Outlet | 2 | CC | Telecommunication outlet location.
A1015 | Telephone, Desk, Multiple Line | 1 | VV | Telephone, desk, multiple line.
A5145 | Hook, Garment, Double, SS, Surface Mounted | 1 | CC | A surface mounted, satin finish stainless steel, double garment hook. Equipped with a concealed mounting bracket that is secured to a concealed wall plate. For general purpose use throughout the facility to hang various items of apparel.
E0078 | Workstation, L-Shaped w/Peninsula, Free Std, 78x72 | 1 | VV | This section will provide a whole work station typical to quickly plan work areas in clinical or administrative spaces. There will be a price decrease if typical work stations are used with vertical hanging strips instead of panels. THIS TYPICAL INCLUDES: 4 standard solid panels; 2 panel connectors, 2-way corner; 1 panel-to-panel connector; 2 finished end hardware; 1 cantilevered work surface; 1 peninsula work surface; 2 lockable flipper units; 2 shelf, storage/display; 2 lights; 1 tack board, 48"W; 1 tool rail, 30"W; 1 paper tray; 1 diagonal tray; 1 adjustable keyboard tray; 1 mobile pedestal, box/file.
F0110 | Bookcase, 3 Shelf | 1 | VV | Freestanding open metal shelf book case, approximately 60" high X 36" wide X 18" deep with three (3) adjustable shelves and four (4) non-marking floor glides.
F0205 | Chair, Side With Arms | 2 | VV | Upholstered side chair, 32" high X 21" wide X 23" deep with arms, padded seats and padded backs. Seat height is a minimum of 17". Available with or without sled base.
F0275 | Chair, Swivel, High Back | 1 | VV | Highback contemporary swivel chair, 41" high X 23" wide X 23" deep with five (5) caster swivel base and arms. Chair may be used at desks or in conference rooms. Back and seat are foam padded and upholstered with either woven textile fabric or vinyl.
F0420 | Cabinet, Filing, Lateral, Half Height | 1 | VV | Half height two (2) or three (3) drawer lateral filing cabinet, 28" high X 42" wide X 18" deep with recessed handles, locking device and drawer label holders. Drawers are adaptable to either letter or legal size materials.
F2000 | Basket, Wastepaper, Fire Resistant | 1 | VV | Wastepaper basket, fire resistant, approximately 40 quart capacity. This unit is used to collect and temporarily store small quantities of paper refuse in patient rooms, administrative areas and nursing stations. Size and shape varies depending on the application and manufacturer selected.
F3200 | Clock, Battery, 12" Diameter | 1 | VV | Clock, 12" diameter. Round surface, easy to read numbers with sweep second hand. Wall mounted unit for use when impractical to install a fully synchronized clock system. Battery operated, (batteries not included).
M1800 | Monitor, Computer | 1 | VV | A high definition LED computer monitor with minimum 1920 x 1080 resolution, 4ms response time, 25 inch class display size, compatible with desk or arm mounted. Monitor is VESA compatible and Energy Star compliant.
M1801 | Computer, Microprocessing, w/Flat Panel Monitor | 1 | VV | Desk top microprocessing computer. The unit shall consist of a central processing mini tower, flat panel monitor, keyboard, mouse and speakers. The system shall have the following minimum characteristics: a 2.8 GHz Pentium processor; 512 MB memory; 80GB hard drive; 32/48x CD-ROMDVD combo; 1.44MB network interface card; video 32 MB NVIDIA; a 18 inch flat panel monitor. The computer is used throughout the facility to input, manipulate and retrieve information.
3 - SS204 - Sml Hs Comm Ctr Medical Director Office, Stff Sprt | 3 - SS204 - Sml Hs Comm Ctr Medical Director Office, Stff Sprt | 3 - SS204 - Sml Hs Comm Ctr Medical Director Office, Stff Sprt | 3 - SS204 - Sml Hs Comm Ctr Medical Director Office, Stff Sprt | 3 - SS204 - Sml Hs Comm Ctr Medical Director Office, Stff Sprt
JSN | NAME | QTY | ACQ | DESCRIPTION
A1010 | Telecommunication Outlet | 2 | CC | Telecommunication outlet location.
A1015 | Telephone, Desk, Multiple Line | 1 | VV | Telephone, desk, multiple line.
A5145 | Hook, Garment, Double, SS, Surface Mounted | 1 | CC | A surface mounted, satin finish stainless steel, double garment hook. Equipped with a concealed mounting bracket that is secured to a concealed wall plate. For general purpose use throughout the facility to hang various items of apparel.
E0078 | Workstation, L-Shaped w/Peninsula, Free Std, 78x72 | 1 | VV | This section will provide a whole work station typical to quickly plan work areas in clinical or administrative spaces. There will be a price decrease if typical work stations are used with vertical hanging strips instead of panels. THIS TYPICAL INCLUDES: 4 standard solid panels; 2 panel connectors, 2-way corner; 1 panel-to-panel connector; 2 finished end hardware; 1 cantilevered work surface; 1 peninsula work surface; 2 lockable flipper units; 2 shelf, storage/display; 2 lights; 1 tack board, 48"W; 1 tool rail, 30"W; 1 paper tray; 1 diagonal tray; 1 adjustable keyboard tray; 1 mobile pedestal, box/file.
F0110 | Bookcase, 3 Shelf | 1 | VV | Freestanding open metal shelf book case, approximately 60" high X 36" wide X 18" deep with three (3) adjustable shelves and four (4) non-marking floor glides.
F0205 | Chair, Side With Arms | 2 | VV | Upholstered side chair, 32" high X 21" wide X 23" deep with arms, padded seats and padded backs. Seat height is a minimum of 17". Available with or without sled base.
F0275 | Chair, Swivel, High Back | 1 | VV | Highback contemporary swivel chair, 41" high X 23" wide X 23" deep with five (5) caster swivel base and arms. Chair may be used at desks or in conference rooms. Back and seat are foam padded and upholstered with either woven textile fabric or vinyl.
F0420 | Cabinet, Filing, Lateral, Half Height | 1 | VV | Half height two (2) or three (3) drawer lateral filing cabinet, 28" high X 42" wide X 18" deep with recessed handles, locking device and drawer label holders. Drawers are adaptable to either letter or legal size materials.
F2000 | Basket, Wastepaper, Fire Resistant | 1 | VV | Wastepaper basket, fire resistant, approximately 40 quart capacity. This unit is used to collect and temporarily store small quantities of paper refuse in patient rooms, administrative areas and nursing stations. Size and shape varies depending on the application and manufacturer selected.
F3200 | Clock, Battery, 12" Diameter | 1 | VV | Clock, 12" diameter. Round surface, easy to read numbers with sweep second hand. Wall mounted unit for use when impractical to install a fully synchronized clock system. Battery operated, (batteries not included).
M1800 | Monitor, Computer | 1 | VV | A high definition LED computer monitor with minimum 1920 x 1080 resolution, 4ms response time, 25 inch class display size, compatible with desk or arm mounted. Monitor is VESA compatible and Energy Star compliant.
M1801 | Computer, Microprocessing, w/Flat Panel Monitor | 1 | VV | Desk top microprocessing computer. The unit shall consist of a central processing mini tower, flat panel monitor, keyboard, mouse and speakers. The system shall have the following minimum characteristics: a 2.8 GHz Pentium processor; 512 MB memory; 80GB hard drive; 32/48x CD-ROMDVD combo; 1.44MB network interface card; video 32 MB NVIDIA; a 18 inch flat panel monitor. The computer is used throughout the facility to input, manipulate and retrieve information.
4 - SS204 - Sml Hs Comm Ctr Social Worker Office, Stff Sprt | 4 - SS204 - Sml Hs Comm Ctr Social Worker Office, Stff Sprt | 4 - SS204 - Sml Hs Comm Ctr Social Worker Office, Stff Sprt | 4 - SS204 - Sml Hs Comm Ctr Social Worker Office, Stff Sprt | 4 - SS204 - Sml Hs Comm Ctr Social Worker Office, Stff Sprt
JSN | NAME | QTY | ACQ | DESCRIPTION
A1010 | Telecommunication Outlet | 2 | CC | Telecommunication outlet location.
A1015 | Telephone, Desk, Multiple Line | 1 | VV | Telephone, desk, multiple line.
A5145 | Hook, Garment, Double, SS, Surface Mounted | 1 | CC | A surface mounted, satin finish stainless steel, double garment hook. Equipped with a concealed mounting bracket that is secured to a concealed wall plate. For general purpose use throughout the facility to hang various items of apparel.
E0078 | Workstation, L-Shaped w/Peninsula, Free Std, 78x72 | 1 | VV | This section will provide a whole work station typical to quickly plan work areas in clinical or administrative spaces. There will be a price decrease if typical work stations are used with vertical hanging strips instead of panels. THIS TYPICAL INCLUDES: 4 standard solid panels; 2 panel connectors, 2-way corner; 1 panel-to-panel connector; 2 finished end hardware; 1 cantilevered work surface; 1 peninsula work surface; 2 lockable flipper units; 2 shelf, storage/display; 2 lights; 1 tack board, 48"W; 1 tool rail, 30"W; 1 paper tray; 1 diagonal tray; 1 adjustable keyboard tray; 1 mobile pedestal, box/file.
F0110 | Bookcase, 3 Shelf | 1 | VV | Freestanding open metal shelf book case, approximately 60" high X 36" wide X 18" deep with three (3) adjustable shelves and four (4) non-marking floor glides.
F0205 | Chair, Side With Arms | 2 | VV | Upholstered side chair, 32" high X 21" wide X 23" deep with arms, padded seats and padded backs. Seat height is a minimum of 17". Available with or without sled base.
F0275 | Chair, Swivel, High Back | 1 | VV | Highback contemporary swivel chair, 41" high X 23" wide X 23" deep with five (5) caster swivel base and arms. Chair may be used at desks or in conference rooms. Back and seat are foam padded and upholstered with either woven textile fabric or vinyl.
F0420 | Cabinet, Filing, Lateral, Half Height | 1 | VV | Half height two (2) or three (3) drawer lateral filing cabinet, 28" high X 42" wide X 18" deep with recessed handles, locking device and drawer label holders. Drawers are adaptable to either letter or legal size materials.
F2000 | Basket, Wastepaper, Fire Resistant | 1 | VV | Wastepaper basket, fire resistant, approximately 40 quart capacity. This unit is used to collect and temporarily store small quantities of paper refuse in patient rooms, administrative areas and nursing stations. Size and shape varies depending on the application and manufacturer selected.
F3200 | Clock, Battery, 12" Diameter | 1 | VV | Clock, 12" diameter. Round surface, easy to read numbers with sweep second hand. Wall mounted unit for use when impractical to install a fully synchronized clock system. Battery operated, (batteries not included).
M1800 | Monitor, Computer | 1 | VV | A high definition LED computer monitor with minimum 1920 x 1080 resolution, 4ms response time, 25 inch class display size, compatible with desk or arm mounted. Monitor is VESA compatible and Energy Star compliant.
M1801 | Computer, Microprocessing, w/Flat Panel Monitor | 1 | VV | Desk top microprocessing computer. The unit shall consist of a central processing mini tower, flat panel monitor, keyboard, mouse and speakers. The system shall have the following minimum characteristics: a 2.8 GHz Pentium processor; 512 MB memory; 80GB hard drive; 32/48x CD-ROMDVD combo; 1.44MB network interface card; video 32 MB NVIDIA; a 18 inch flat panel monitor. The computer is used throughout the facility to input, manipulate and retrieve information.
5 - SS204 - Sml Hs Comm Ctr Maintenance Office, Stff Sprt | 5 - SS204 - Sml Hs Comm Ctr Maintenance Office, Stff Sprt | 5 - SS204 - Sml Hs Comm Ctr Maintenance Office, Stff Sprt | 5 - SS204 - Sml Hs Comm Ctr Maintenance Office, Stff Sprt | 5 - SS204 - Sml Hs Comm Ctr Maintenance Office, Stff Sprt
JSN | NAME | QTY | ACQ | DESCRIPTION
A1010 | Telecommunication Outlet | 2 | CC | Telecommunication outlet location.
A1015 | Telephone, Desk, Multiple Line | 1 | VV | Telephone, desk, multiple line.
A5145 | Hook, Garment, Double, SS, Surface Mounted | 1 | CC | A surface mounted, satin finish stainless steel, double garment hook. Equipped with a concealed mounting bracket that is secured to a concealed wall plate. For general purpose use throughout the facility to hang various items of apparel.
E0078 | Workstation, L-Shaped w/Peninsula, Free Std, 78x72 | 1 | VV | This section will provide a whole work station typical to quickly plan work areas in clinical or administrative spaces. There will be a price decrease if typical work stations are used with vertical hanging strips instead of panels. THIS TYPICAL INCLUDES: 4 standard solid panels; 2 panel connectors, 2-way corner; 1 panel-to-panel connector; 2 finished end hardware; 1 cantilevered work surface; 1 peninsula work surface; 2 lockable flipper units; 2 shelf, storage/display; 2 lights; 1 tack board, 48"W; 1 tool rail, 30"W; 1 paper tray; 1 diagonal tray; 1 adjustable keyboard tray; 1 mobile pedestal, box/file.
F0110 | Bookcase, 3 Shelf | 1 | VV | Freestanding open metal shelf book case, approximately 60" high X 36" wide X 18" deep with three (3) adjustable shelves and four (4) non-marking floor glides.
F0205 | Chair, Side With Arms | 2 | VV | Upholstered side chair, 32" high X 21" wide X 23" deep with arms, padded seats and padded backs. Seat height is a minimum of 17". Available with or without sled base.
F0275 | Chair, Swivel, High Back | 1 | VV | Highback contemporary swivel chair, 41" high X 23" wide X 23" deep with five (5) caster swivel base and arms. Chair may be used at desks or in conference rooms. Back and seat are foam padded and upholstered with either woven textile fabric or vinyl.
F0420 | Cabinet, Filing, Lateral, Half Height | 1 | VV | Half height two (2) or three (3) drawer lateral filing cabinet, 28" high X 42" wide X 18" deep with recessed handles, locking device and drawer label holders. Drawers are adaptable to either letter or legal size materials.
F2000 | Basket, Wastepaper, Fire Resistant | 1 | VV | Wastepaper basket, fire resistant, approximately 40 quart capacity. This unit is used to collect and temporarily store small quantities of paper refuse in patient rooms, administrative areas and nursing stations. Size and shape varies depending on the application and manufacturer selected.
F3200 | Clock, Battery, 12" Diameter | 1 | VV | Clock, 12" diameter. Round surface, easy to read numbers with sweep second hand. Wall mounted unit for use when impractical to install a fully synchronized clock system. Battery operated, (batteries not included).
M1800 | Monitor, Computer | 1 | VV | A high definition LED computer monitor with minimum 1920 x 1080 resolution, 4ms response time, 25 inch class display size, compatible with desk or arm mounted. Monitor is VESA compatible and Energy Star compliant.
M1801 | Computer, Microprocessing, w/Flat Panel Monitor | 1 | VV | Desk top microprocessing computer. The unit shall consist of a central processing mini tower, flat panel monitor, keyboard, mouse and speakers. The system shall have the following minimum characteristics: a 2.8 GHz Pentium processor; 512 MB memory; 80GB hard drive; 32/48x CD-ROMDVD combo; 1.44MB network interface card; video 32 MB NVIDIA; a 18 inch flat panel monitor. The computer is used throughout the facility to input, manipulate and retrieve information.
6 - SS272 - Sml Hs Comm Ctr Copy / Supply Room, Stff Sprt | 6 - SS272 - Sml Hs Comm Ctr Copy / Supply Room, Stff Sprt | 6 - SS272 - Sml Hs Comm Ctr Copy / Supply Room, Stff Sprt | 6 - SS272 - Sml Hs Comm Ctr Copy / Supply Room, Stff Sprt | 6 - SS272 - Sml Hs Comm Ctr Copy / Supply Room, Stff Sprt
JSN | NAME | QTY | ACQ | DESCRIPTION
A1010 | Telecommunication Outlet | 2 | CC | Telecommunication outlet location.
A1012 | Telephone, Wall Mounted, 1 Line | 1 | VV | Telephone, wall mounted, 1 line.
F0465 | Cabinet, Storage, 2 Door, 5 Shelf | 1 | VV | Storage cabinet, 78" high X 48" wide X 24" deep with two (2) doors and five (5) adjustable shelves.
F0775 | Table, Work, 2 Drawer | 1 | VV | Work table approximately 32" high X 72" wide X 30" deep with two drawers and a hard wood top.
F2000 | Basket, Wastepaper, Fire Resistant | 1 | VV | Wastepaper basket, fire resistant, approximately 40 quart capacity. This unit is used to collect and temporarily store small quantities of paper refuse in patient rooms, administrative areas and nursing stations. Size and shape varies depending on the application and manufacturer selected.
F2550 | Shredder, Paper Heavy Duty | 1 | VV | Shredder shall be able to process a minimum of 25 sheets of paper per pass at a minimum rate of 20 feet per minute. The unit shall have a 16 inch throat to accept paper. Paper shall be shredded into 1/4 inch strips.
M1810 | Copier, Floor Standing, Digital | 1 | VV | Floor standing copier. Unit features automatic paper size selection, automatic document feeder and sorter. The system also has zoom capabilities and automatic two-sided copying. For use where medium volume reproduction is required in the range of 30 to 40 copies per minute.
M1835 | Printer, Color Laser, Large | 1 | VV | Color laser printer designed for high volume use and network capable. The printer shall be capable of printing a minimum of 25 pages per minute (ppm) of black print and 20 ppm color print. Resolution shall be no less than 600 X 600 dpi. It shall be capable of printing on multiple media types (plain, inkjet, photo paper and transparencies) and be capable of accepting media sizes of 3 X 5 to 8.5 X 14 inches. The printer is used in multi-user network offices.
7 - SC243 - Sml Hs Comm Ctr Team Room, Clncl Sprt | 7 - SC243 - Sml Hs Comm Ctr Team Room, Clncl Sprt | 7 - SC243 - Sml Hs Comm Ctr Team Room, Clncl Sprt | 7 - SC243 - Sml Hs Comm Ctr Team Room, Clncl Sprt | 7 - SC243 - Sml Hs Comm Ctr Team Room, Clncl Sprt
JSN | NAME | QTY | ACQ | DESCRIPTION
A1010 | Telecommunication Outlet | 2 | CC | Telecommunication outlet location.
A1012 | Telephone, Wall Mounted, 1 Line | 2 | VV | Telephone, wall mounted, 1 line.
A5077 | Dispenser, Hand Sanitizer, Hands-Free | 1 | VV | A touch free wall-mounted hand sanitizer dispenser. For use throughout a healthcare facility. Unit does not include the sanitizing liquid. Units are battery operated.
A5145 | Hook, Garment, Double, SS, Surface Mounted | 1 | CC | A surface mounted, satin finish stainless steel, double garment hook. Equipped with a concealed mounting bracket that is secured to a concealed wall plate. For general purpose use throughout the facility to hang various items of apparel.
E0120 | Workstation, Straight, Free Standing, 60" W | 2 | VV | This JSN will provide a whole work station typical to quickly plan work areas in clinical or administrative spaces. There will be a price decrease if typical work stations are used with vertical hanging strips instead of panels. THIS TYPICAL INCLUDES: 3 Standard Solid Panels 1 Panel - to Panel Connector 1 Panel Connector, 2-Way Corner 2 Finished End Hardware 1 Cantilevered, Work Surface 2 Lockable Flipper Units 2 Lights 1 Tack board 1 Tool Rail 1 Paper Tray 1 Diagonal Tray 1 Adjustable Keyboard Tray 1 Mobile Pedestal, Box/File 1 Support Panel
F0275 | Chair, Swivel, High Back | 2 | VV | Highback contemporary swivel chair, 41" high X 23" wide X 23" deep with five (5) caster swivel base and arms. Chair may be used at desks or in conference rooms. Back and seat are foam padded and upholstered with either woven textile fabric or vinyl.
F0420 | Cabinet, Filing, Lateral, Half Height | 1 | VV | Half height two (2) or three (3) drawer lateral filing cabinet, 28" high X 42" wide X 18" deep with recessed handles, locking device and drawer label holders. Drawers are adaptable to either letter or legal size materials.
F2000 | Basket, Wastepaper, Fire Resistant | 1 | VV | Wastepaper basket, fire resistant, approximately 40 quart capacity. This unit is used to collect and temporarily store small quantities of paper refuse in patient rooms, administrative areas and nursing stations. Size and shape varies depending on the application and manufacturer selected.
F3055 | Whiteboard, With Sliding Panels. | 1 | VV | Standard installations consist of sliding panels and a fixed back panel with the choice of chalkboard, markerboard, bulletin board, or a combination of these choices.
F3200 | Clock, Battery, 12" Diameter | 1 | VV | Clock, 12" diameter. Round surface, easy to read numbers with sweep second hand. Wall mounted unit for use when impractical to install a fully synchronized clock system. Battery operated, (batteries not included).
M1801 | Computer, Microprocessing, w/Flat Panel Monitor | 2 | VV | Desk top microprocessing computer. The unit shall consist of a central processing mini tower, flat panel monitor, keyboard, mouse and speakers. The system shall have the following minimum characteristics: a 2.8 GHz Pentium processor; 512 MB memory; 80GB hard drive; 32/48x CD-ROMDVD combo; 1.44MB network interface card; video 32 MB NVIDIA; a 18 inch flat panel monitor. The computer is used throughout the facility to input, manipulate and retrieve information.
8 - SS262 - Sml Hs Comm Ctr Staff Breakroom, Stff Sprt | 8 - SS262 - Sml Hs Comm Ctr Staff Breakroom, Stff Sprt | 8 - SS262 - Sml Hs Comm Ctr Staff Breakroom, Stff Sprt | 8 - SS262 - Sml Hs Comm Ctr Staff Breakroom, Stff Sprt | 8 - SS262 - Sml Hs Comm Ctr Staff Breakroom, Stff Sprt
JSN | NAME | QTY | ACQ | DESCRIPTION
A1010 | Telecommunication Outlet | 1 | CC | Telecommunication outlet location.
A1012 | Telephone, Wall Mounted, 1 Line | 1 | VV | Telephone, wall mounted, 1 line.
A1080 | Mirror, Posture, Wall Mounted | 1 | CC | Wall mounted posture mirror. Consists of a 1/4" plate glass in a sturdy corrosion resistant frame with water proof back. For educational and therapy programs.
A5075 | Dispenser, Soap, Disposable | 1 | VV | Disposable soap dispenser. One-handed dispensing operation. Designed to accommodate disposable soap cartridge and valve.
A5080 | Dispenser, Paper Towel, SS, Surface Mounted | 1 | CC | A surface mounted, satin finish stainless steel, single-fold, paper towel dispenser. Dispenser features: tumbler lock; front hinged at bottom; and refill indicator slot. Minimum capacity 400 single-fold paper towels. For general purpose use throughout the facility.
A5145 | Hook, Garment, Double, SS, Surface Mounted | 1 | CC | A surface mounted, satin finish stainless steel, double garment hook. Equipped with a concealed mounting bracket that is secured to a concealed wall plate. For general purpose use throughout the facility to hang various items of apparel.
A5210 | Bracket, Television, Wall Mounted, w/Adjust Arm | 1 | VV | Wall mounted television bracket with adjustable arm. Consists of movable arm with minimum 120 degree swivel. Designed for holding wall mounted, flat panel television units in patient rooms.
A5220 | Bracket, Television, Wall Backing | 1 | CC | Wall mounted television bracket backing which provides additional support and strength for the installation of the television bracket. Option available for interior or exterior plate and sized for 12â€ 16â€ or 24â€ stud spacing.
C02C0 | Cabinet, U/C/B, 1 Shelf, 1 Drawer, 1 DO, 36x24x22 | 1 | CC | Standing height under counter base cabinet with an adjustable shelf and a full width drawer above a solid right or left-hinged door (appropriate door hinge configuration to be indicated on equipment elevation drawings). Also referred to as a combination cabinet or a drawer and cupboard cabinet. For general purpose use throughout the facility.
C02D0 | Cabinet, U/C/B, 4 Drawer, 36x24x22 | 1 | CC | Standing height under counter base cabinet with four full width drawers of equal height. Also referred to as a drawer cabinet. For general purpose use throughout the facility.
C04P0 | Cabinet, Sink, U/C/B, 2 Door, 36x36x22 | 1 | CC | Standing height under counter base sink cabinet with solid hinged doors. Also referred to as a double-door sink cabinet. For general purpose use throughout the facility where a sink is to be used. Coordinate actual clear cabinet dimension with the actual outside dimension of sink that is specified to ensure that they are compatible.
CB020 | Cabinet, W/H, 2 Shelf, 1 DO, Sloping Top, 38x24x13 | 2 | CC | Wall hung cabinet with two adjustable shelves, solid right or left-hinged door (appropriate door hinge configuration to be indicated on equipment elevation drawings), and sloping top. Also referred to as a solid hinged single door case. For general purpose use throughout the facility.
CS010 | Sink, SS, Single Compartment, 7.5x12x12 ID | 1 | CC | Single compartment stainless steel sink, drop-in, self-rimming, ledge-type, connected with a drain and provided with a mixing faucet. It shall also be provided with pre-punched fixture holes on 4" center, integral back ledge to accommodate deck-mounted fixtures, brushed/polished interior and top surfaces, and sound deadened. Recommended for use in suspended or U/C/B sink cabinets having a high plastic laminate or Chemsurf laminate countertop/work surface. For general purpose use throughout the facility.
CT020 | Countertop, Solid Surface | 7 | CC | A solid, nonporous countertop with a smooth seamless appearance. Easy to clean and maintain and with proper cleaning does not support the growth of mold. An acrylic-based solid surface product. Standard thickness of 1", and a 4" butt backsplash/curb. Also referred to as a work surface or work top. Available in a choice of colors and depths. Used in lab and other hospital areas requiring optimum physical and chemical resisting properties.
F0225 | Chair, Dining Room | 4 | VV | Dining room chair with glides. Chair has straight legs with cushioned cloth or vinyl seat.
F0795 | Table, Dining | 1 | VV | Dining table. Round 42" diameter or square 42" X 42". Used in dining facilities and can comfortably seat up to four (4) persons.
F2015 | Basket, Wastepaper, Metal/Plastic,2 Swinging Doors | 1 | VV | Metal receptacle for soiled / used towels or waste. Equipped with a removable tapered top with two independently operating self-closing, spring hinged doors. Used in public facilities for the collection and temporary storage of refuse.
F3065 | Whiteboard/Bulletin Board, Combination | 1 | VV | A combination whiteboard and bulletin board, half LCS and half cork. Available with either aluminum or wood frame. It can be used in patient rooms or in any appropriate space in the facility.
F3200 | Clock, Battery, 12" Diameter | 1 | VV | Clock, 12" diameter. Round surface, easy to read numbers with sweep second hand. Wall mounted unit for use when impractical to install a fully synchronized clock system. Battery operated, (batteries not included).
K1552 | Brewer, Coffee, Auto, Elect, 3 Burner, Front/Back | 1 | VV | Space saving front to back automatic coffee maker. This unit includes a heating tank, connection for a cold water supply, decanter service with three burners, funnel and a water flow controller. The unit is used for semi-automatic coffee brewing in cafeterias and commercial institutions. The unit automatically shuts off the water flow when enough has passed through to fill the pot. The unit is normally provided plumbed with a hot water faucet to the side for making other hot drinks (tea, cider, cocoa, etc.). The database height dimension does not include the clearance for coffee decanters warming on the upper burners.
K4665 | Oven, Microwave, Consumer | 1 | VV | Counter mounted microwave oven for average duty use. The exterior cabinet can be metal or heavy duty impact resistant plastic. The oven delivers instant energy for rapid heating, defrosting or prime cooking. The oven has touch pad controls, digital timer, power level selector and preprogrammed selectors for commonly cooked items. This oven is commonly found in staff lounges.
M0515 | Television, HD, 40" Class | 1 | VV | High definition (HDTV) multimedia flat panel LED 40" class display television. The TV will have a 16:9 wide screen aspect ratio, minimum of 1920 x 1080 display resolution, digital tuner, minimum refresh rate of 60Hz, minimum of two HDMI ports and 1 USB port ENERGY STAR certified.
R7250 | Refrigerator/Freezer, 20 Cubic Feet | 1 | VV | Refrigerator/freezer unit. This type unit includes a food saver system that helps keep food fresher. It also includes roll out wheels and is equipped for an optional automatic icemaker. This unit is of commercial or residential design and use.
9 - SB191 - Sml Hs Comm Ctr Staff Toilet, Bldg Sprt | 9 - SB191 - Sml Hs Comm Ctr Staff Toilet, Bldg Sprt | 9 - SB191 - Sml Hs Comm Ctr Staff Toilet, Bldg Sprt | 9 - SB191 - Sml Hs Comm Ctr Staff Toilet, Bldg Sprt | 9 - SB191 - Sml Hs Comm Ctr Staff Toilet, Bldg Sprt
JSN | NAME | QTY | ACQ | DESCRIPTION
A1067 | Mirror, Float Glass, ADA Accessible | 1 | CC | A high quality 1/4" polished float glass mirror with a stainless steel frame. Frame holds mirror in a tilted position for accessibility and compliance with ADA requirements. Mirror has a galvanized steel back secured to frame with concealed screws with integral horizontal hanging brackets. Mirror shall be approximately 18" wide and 36" high. Other sizes are available.
A4995 | Table, Diaper Changing, Wall Mounted | 1 | CC | Wall mounted diaper changing table for use in public restrooms. Unit is a fold down system that folds upward when not in use for minimal intrusion into the room. Changing surface is contoured and has safety belt to insure that an infant will not fall from the table. Table is designed to hold no less than 250 pounds static weight. Closed dimensions are approximately 21" H x 36" W x 5" D. Open dimensions vary according to style. One system's open dimensions are 15 " high, 32" wide and 19" deep.
A5075 | Dispenser, Soap, Disposable | 1 | VV | Disposable soap dispenser. One-handed dispensing operation. Designed to accommodate disposable soap cartridge and valve.
A5082 | Dispenser, Paper Towel, Sensor, Hands Free | 1 | CC | A surface mounted, sensor activated, automatic, roll paper towel dispenser. The unit dispenses a paper towel automatically only when hands are place in position below the dispenser for maximum sanitation and hygiene. May include adjustable settings for sheet length, time delay, and sensor range. Unit is battery operated or with optional AC power adapter.
A5090 | Disposal, Sanitary Napkin, SS, Surface Mounted | 1 | CC | A surface mounted, satin finish stainless steel, sanitary napkin disposal. Disposal features a flip-up cover, secured to the container by a heavy duty stainless steel piano-hinge. Disposal may be secured to wall or toilet partition. For general purpose use in female toilet stalls or rooms and uni-sex toilet rooms.
A5109 | Grab Bar, ABA Compliant, SS, 2-Wall, W/C Accessible | 1 | CC | 2-wall toilet stall/room grab bar with concealed mounting flanges and a satin finish stainless steel peened gripping surface.. Snap over flanges are provided to conceal mounting screws. A selection of mounting kits and concealed anchor devices are available from the manufacturers for different types of installations. Grab bar shall comply with all barrier-free accessibility guidelines for design, sizing, positioning, installation, and structural strength. For typical water closet applications in toilet stalls and rooms where Architectural Barriers Act grab bar requirements must be met.
A5145 | Hook, Garment, Double, SS, Surface Mounted | 1 | CC | A surface mounted, satin finish stainless steel, double garment hook. Equipped with a concealed mounting bracket that is secured to a concealed wall plate. For general purpose use throughout the facility to hang various items of apparel.
A5200 | Dispenser, Toilet Tissue, SS, 2-Roll, Surface Mntd | 1 | CC | A concealed surface mounted, double roll, satin finish stainless steel, toilet tissue dispenser. Unit accommodates two standard-core toilet tissue rolls through 5" in diameter. Spindles are chrome plated plastic with a heavy-duty internal spring and turn freely for non-controlled delivery. For general purpose use in restrooms.
F2010 | Basket, Wastepaper, Step-On | 1 | VV | "Step-on" wastepaper basket with inner liner and foot petal activated flip top.
P3200 | Lavatory, Vitreous China, Slab Type w/Sens Op Fauc | 1 | CC | Wall mounted, slab type, vitreous china, lavatory (approximately 7 x 15 x 10 inches) with faucet holes on 4 inch centers; electronic sensor operated, goose neck spout and grid strainer. It shall be suitable for use in clinics, offices and patient care areas.
P9050 | Toilet, Wall Hung, Siphon Jet | 1 | CC | Siphon jet water closet/ toilet. This unit is wall hung with an elongated bowl, top spud flushometer, seat with open front and check hinge, and carrier. Used in restrooms throughout the health care facility.