## Report Info
Contents - VA PG-18-5 Department of Veterans Affairs MENTAL HEALTH PATIENT CARE UNIT (MH PCU) (110) Workshop Report Generated: 15 Mar 2022 10:23AM ET

## MENTAL HEALTH PATIENT CARE UNIT
MENTAL HEALTH PATIENT CARE UNIT (MH PCU) (110) | MENTAL HEALTH PATIENT CARE UNIT (MH PCU) (110) | MENTAL HEALTH PATIENT CARE UNIT (MH PCU) (110) | MENTAL HEALTH PATIENT CARE UNIT (MH PCU) (110) | MENTAL HEALTH PATIENT CARE UNIT (MH PCU) (110)
1 - PATIENT CARE UNIT (PCU) RECEPTION AREA | 1 - PATIENT CARE UNIT (PCU) RECEPTION AREA | 1 - PATIENT CARE UNIT (PCU) RECEPTION AREA | 1 - PATIENT CARE UNIT (PCU) RECEPTION AREA | 1 - PATIENT CARE UNIT (PCU) RECEPTION AREA
1 - SB071 - 8-Bed MH PCU Visitor Waiting, Bldg Sprt | 1 - SB071 - 8-Bed MH PCU Visitor Waiting, Bldg Sprt | 1 - SB071 - 8-Bed MH PCU Visitor Waiting, Bldg Sprt | 1 - SB071 - 8-Bed MH PCU Visitor Waiting, Bldg Sprt | 1 - SB071 - 8-Bed MH PCU Visitor Waiting, Bldg Sprt
JSN | NAME | QTY | ACQ/INS | DESCRIPTION
A5077 | Dispenser, Hand Sanitizer, Hands-Free | 1 | VV | A touch free wall-mounted hand sanitizer dispenser. For use throughout a healthcare facility. Unit does not include the sanitizing liquid. Units are battery operated.
A5210 | Bracket, Television, Wall Mounted, w/Adjust Arm | 1 | VV | Wall mounted television bracket with adjustable arm. Consists of movable arm with minimum 120 degree swivel. Designed for holding wall mounted, flat panel television units in patient rooms.
A5220 | Bracket, Television, Wall Backing | 1 | CC | Wall mounted television bracket backing which provides additional support and strength for the installation of the television bracket. Option available for interior or exterior plate and sized for 12” 16” or 24” stud spacing.
A6046 | Artwork, Decorative, With Frame | 1 | VV | This JSN is to be used for determining and defining location of decorative artwork.
F0206 | Chair, Side, Bariatric, With Arms | 1 | VV | A bariatric side chair with arms for use in a waiting room, lobby or other patient area. Chair will have a padded seat and back and have a capacity of 800 pounds.
F0305 | Chair, Waiting Room, Single | 4 | VV | Single seat waiting room chair with foam padded seat and back. Upholstered with either woven fabric textile or vinyl. Arms and floor glides included.
F2000 | Basket, Wastepaper, Fire Resistant | 1 | VV | Wastepaper basket, fire resistant, approximately 40 quart capacity. This unit is used to collect and temporarily store small quantities of paper refuse in patient rooms, administrative areas and nursing stations. Size and shape varies depending on the application and manufacturer selected.
F2300 | Rack, Magazine, Wall Mounted | 1 | VV | Wall mounted magazine rack with nine (9) magazine holding compartments.
F3200 | Clock, Battery, 12" Diameter | 1 | VV | Clock, 12" diameter. Round surface, easy to read numbers with sweep second hand. Wall mounted unit for use when impractical to install a fully synchronized clock system. Battery operated, (batteries not included).
M0506 | Television, Flat Screen | 1 | VV | Flat screen television with approximately 32'" to 40' diagonal screen size. The TV will have built-in speakers, NTSC tuner, a 16:9 wide screen aspect ratio, a minimum of 1280 x 768 resolution and a remote control.
2 - SB071 - 12-Bed MH PCU Visitor Waiting, Bldg Sprt | 2 - SB071 - 12-Bed MH PCU Visitor Waiting, Bldg Sprt | 2 - SB071 - 12-Bed MH PCU Visitor Waiting, Bldg Sprt | 2 - SB071 - 12-Bed MH PCU Visitor Waiting, Bldg Sprt | 2 - SB071 - 12-Bed MH PCU Visitor Waiting, Bldg Sprt
JSN | NAME | QTY | ACQ/INS | DESCRIPTION
A5077 | Dispenser, Hand Sanitizer, Hands-Free | 1 | VV | A touch free wall-mounted hand sanitizer dispenser. For use throughout a healthcare facility. Unit does not include the sanitizing liquid. Units are battery operated.
A5210 | Bracket, Television, Wall Mounted, w/Adjust Arm | 1 | VV | Wall mounted television bracket with adjustable arm. Consists of movable arm with minimum 120 degree swivel. Designed for holding wall mounted, flat panel television units in patient rooms.
A5220 | Bracket, Television, Wall Backing | 1 | CC | Wall mounted television bracket backing which provides additional support and strength for the installation of the television bracket. Option available for interior or exterior plate and sized for 12” 16” or 24” stud spacing.
A6046 | Artwork, Decorative, With Frame | 1 | VV | This JSN is to be used for determining and defining location of decorative artwork.
F0206 | Chair, Side, Bariatric, With Arms | 1 | VV | A bariatric side chair with arms for use in a waiting room, lobby or other patient area. Chair will have a padded seat and back and have a capacity of 800 pounds.
F0305 | Chair, Waiting Room, Single | 4 | VV | Single seat waiting room chair with foam padded seat and back. Upholstered with either woven fabric textile or vinyl. Arms and floor glides included.
F2000 | Basket, Wastepaper, Fire Resistant | 1 | VV | Wastepaper basket, fire resistant, approximately 40 quart capacity. This unit is used to collect and temporarily store small quantities of paper refuse in patient rooms, administrative areas and nursing stations. Size and shape varies depending on the application and manufacturer selected.
F2300 | Rack, Magazine, Wall Mounted | 1 | VV | Wall mounted magazine rack with nine (9) magazine holding compartments.
F3200 | Clock, Battery, 12" Diameter | 1 | VV | Clock, 12" diameter. Round surface, easy to read numbers with sweep second hand. Wall mounted unit for use when impractical to install a fully synchronized clock system. Battery operated, (batteries not included).
M0506 | Television, Flat Screen | 1 | VV | Flat screen television with approximately 32'" to 40' diagonal screen size. The TV will have built-in speakers, NTSC tuner, a 16:9 wide screen aspect ratio, a minimum of 1280 x 768 resolution and a remote control.
3 - SB071 - 16-Bed MH PCU Visitor Waiting, Bldg Sprt | 3 - SB071 - 16-Bed MH PCU Visitor Waiting, Bldg Sprt | 3 - SB071 - 16-Bed MH PCU Visitor Waiting, Bldg Sprt | 3 - SB071 - 16-Bed MH PCU Visitor Waiting, Bldg Sprt | 3 - SB071 - 16-Bed MH PCU Visitor Waiting, Bldg Sprt
JSN | NAME | QTY | ACQ/INS | DESCRIPTION
A5077 | Dispenser, Hand Sanitizer, Hands-Free | 1 | VV | A touch free wall-mounted hand sanitizer dispenser. For use throughout a healthcare facility. Unit does not include the sanitizing liquid. Units are battery operated.
A5210 | Bracket, Television, Wall Mounted, w/Adjust Arm | 1 | VV | Wall mounted television bracket with adjustable arm. Consists of movable arm with minimum 120 degree swivel. Designed for holding wall mounted, flat panel television units in patient rooms.
A5220 | Bracket, Television, Wall Backing | 1 | CC | Wall mounted television bracket backing which provides additional support and strength for the installation of the television bracket. Option available for interior or exterior plate and sized for 12” 16” or 24” stud spacing.
A6046 | Artwork, Decorative, With Frame | 1 | VV | This JSN is to be used for determining and defining location of decorative artwork.
F0206 | Chair, Side, Bariatric, With Arms | 1 | VV | A bariatric side chair with arms for use in a waiting room, lobby or other patient area. Chair will have a padded seat and back and have a capacity of 800 pounds.
F0305 | Chair, Waiting Room, Single | 4 | VV | Single seat waiting room chair with foam padded seat and back. Upholstered with either woven fabric textile or vinyl. Arms and floor glides included.
F2000 | Basket, Wastepaper, Fire Resistant | 1 | VV | Wastepaper basket, fire resistant, approximately 40 quart capacity. This unit is used to collect and temporarily store small quantities of paper refuse in patient rooms, administrative areas and nursing stations. Size and shape varies depending on the application and manufacturer selected.
F2300 | Rack, Magazine, Wall Mounted | 1 | VV | Wall mounted magazine rack with nine (9) magazine holding compartments.
F3200 | Clock, Battery, 12" Diameter | 1 | VV | Clock, 12" diameter. Round surface, easy to read numbers with sweep second hand. Wall mounted unit for use when impractical to install a fully synchronized clock system. Battery operated, (batteries not included).
M0506 | Television, Flat Screen | 1 | VV | Flat screen television with approximately 32'" to 40' diagonal screen size. The TV will have built-in speakers, NTSC tuner, a 16:9 wide screen aspect ratio, a minimum of 1280 x 768 resolution and a remote control.
4 - SB071 - 20-Bed MH PCU Visitor Waiting, Bldg Sprt | 4 - SB071 - 20-Bed MH PCU Visitor Waiting, Bldg Sprt | 4 - SB071 - 20-Bed MH PCU Visitor Waiting, Bldg Sprt | 4 - SB071 - 20-Bed MH PCU Visitor Waiting, Bldg Sprt | 4 - SB071 - 20-Bed MH PCU Visitor Waiting, Bldg Sprt
JSN | NAME | QTY | ACQ/INS | DESCRIPTION
A5077 | Dispenser, Hand Sanitizer, Hands-Free | 1 | VV | A touch free wall-mounted hand sanitizer dispenser. For use throughout a healthcare facility. Unit does not include the sanitizing liquid. Units are battery operated.
A5210 | Bracket, Television, Wall Mounted, w/Adjust Arm | 1 | VV | Wall mounted television bracket with adjustable arm. Consists of movable arm with minimum 120 degree swivel. Designed for holding wall mounted, flat panel television units in patient rooms.
A5220 | Bracket, Television, Wall Backing | 1 | CC | Wall mounted television bracket backing which provides additional support and strength for the installation of the television bracket. Option available for interior or exterior plate and sized for 12” 16” or 24” stud spacing.
A6046 | Artwork, Decorative, With Frame | 1 | VV | This JSN is to be used for determining and defining location of decorative artwork.
F0206 | Chair, Side, Bariatric, With Arms | 1 | VV | A bariatric side chair with arms for use in a waiting room, lobby or other patient area. Chair will have a padded seat and back and have a capacity of 800 pounds.
F0305 | Chair, Waiting Room, Single | 4 | VV | Single seat waiting room chair with foam padded seat and back. Upholstered with either woven fabric textile or vinyl. Arms and floor glides included.
F2000 | Basket, Wastepaper, Fire Resistant | 1 | VV | Wastepaper basket, fire resistant, approximately 40 quart capacity. This unit is used to collect and temporarily store small quantities of paper refuse in patient rooms, administrative areas and nursing stations. Size and shape varies depending on the application and manufacturer selected.
F2300 | Rack, Magazine, Wall Mounted | 1 | VV | Wall mounted magazine rack with nine (9) magazine holding compartments.
F3200 | Clock, Battery, 12" Diameter | 1 | VV | Clock, 12" diameter. Round surface, easy to read numbers with sweep second hand. Wall mounted unit for use when impractical to install a fully synchronized clock system. Battery operated, (batteries not included).
M0506 | Television, Flat Screen | 1 | VV | Flat screen television with approximately 32'" to 40' diagonal screen size. The TV will have built-in speakers, NTSC tuner, a 16:9 wide screen aspect ratio, a minimum of 1280 x 768 resolution and a remote control.
5 - SC183 - MH PCU Reception, Bldg Sprt | 5 - SC183 - MH PCU Reception, Bldg Sprt | 5 - SC183 - MH PCU Reception, Bldg Sprt | 5 - SC183 - MH PCU Reception, Bldg Sprt | 5 - SC183 - MH PCU Reception, Bldg Sprt
JSN | NAME | QTY | ACQ/INS | DESCRIPTION
A1015 | Telephone, Desk, Multiple Line | 1 | VV | Telephone, desk, multiple line.
A6105 | Counter, Reception Control, Built-In | 1 | CC | Counter, control, inpatient, built-in. Consists of two 18” wide base cabinets with two drawers and file drawer, two 30” wide pencil drawers and two 18” wide base cabinet with four drawers. The countertop shall be a composition of wood particle core with plastic laminate surface having a hard smooth surface finish, standard thickness of 1” and a 4” butt backsplash/curb. Pricing based on a 30" depth.
F0275 | Chair, Swivel, High Back | 1 | VV | Highback contemporary swivel chair, 41" high X 23" wide X 23" deep with five (5) caster swivel base and arms. Chair may be used at desks or in conference rooms. Back and seat are foam padded and upholstered with either woven textile fabric or vinyl.
F2000 | Basket, Wastepaper, Fire Resistant | 1 | VV | Wastepaper basket, fire resistant, approximately 40 quart capacity. This unit is used to collect and temporarily store small quantities of paper refuse in patient rooms, administrative areas and nursing stations. Size and shape varies depending on the application and manufacturer selected.
M1801 | Computer, Microprocessing, w/Flat Panel Monitor | 1 | VV | Desk top microprocessing computer. The unit shall consist of a central processing mini tower, flat panel monitor, keyboard, mouse and speakers. The system shall have the following minimum characteristics: a 2.8 GHz Pentium processor; 512 MB memory; 80GB hard drive; 32/48x CD-ROMDVD combo; 1.44MB network interface card; video 32 MB NVIDIA; a 18 inch flat panel monitor. The computer is used throughout the facility to input, manipulate and retrieve information.
6 - SB191 - MH PCU Visitor Toilet, Bldg Sprt | 6 - SB191 - MH PCU Visitor Toilet, Bldg Sprt | 6 - SB191 - MH PCU Visitor Toilet, Bldg Sprt | 6 - SB191 - MH PCU Visitor Toilet, Bldg Sprt | 6 - SB191 - MH PCU Visitor Toilet, Bldg Sprt
JSN | NAME | QTY | ACQ/INS | DESCRIPTION
A1067 | Mirror, Float Glass, ADA Accessible | 1 | CC | A high quality 1/4" polished float glass mirror with a stainless steel frame. Frame holds mirror in a tilted position for accessibility and compliance with ADA requirements. Mirror has a galvanized steel back secured to frame with concealed screws with integral horizontal hanging brackets. Mirror shall be approximately 18" wide and 36" high. Other sizes are available.
A4995 | Table, Diaper Changing, Wall Mounted | 1 | CC | Wall mounted diaper changing table for use in public restrooms. Unit is a fold down system that folds upward when not in use for minimal intrusion into the room. Changing surface is contoured and has safety belt to insure that an infant will not fall from the table. Table is designed to hold no less than 250 pounds static weight. Closed dimensions are approximately 21" H x 36" W x 5" D. Open dimensions vary according to style. One system's open dimensions are 15 " high, 32" wide and 19" deep.
A5075 | Dispenser, Soap, Disposable | 1 | VV | Disposable soap dispenser. One-handed dispensing operation. Designed to accommodate disposable soap cartridge and valve.
A5082 | Dispenser, Paper Towel, Sensor, Hands Free | 1 | CC | A surface mounted, sensor activated, automatic, roll paper towel dispenser. The unit dispenses a paper towel automatically only when hands are place in position below the dispenser for maximum sanitation and hygiene. May include adjustable settings for sheet length, time delay, and sensor range. Unit is battery operated or with optional AC power adapter.
A5090 | Disposal, Sanitary Napkin, SS, Surface Mounted | 1 | CC | A surface mounted, satin finish stainless steel, sanitary napkin disposal. Disposal features a flip-up cover, secured to the container by a heavy duty stainless steel piano-hinge. Disposal may be secured to wall or toilet partition. For general purpose use in female toilet stalls or rooms and uni-sex toilet rooms.
A5109 | Grab Bar, 1-1/4" Dia., SS, 2 Wall, W/C Accessible | 1 | CC | A 1-1/4" diameter, satin finish stainless steel, peened gripping surface, 2 wall toilet stall/ room, grab bar with concealed mounting flanges. Snap over flanges are provided to conceal mounting screws. A selection of mounting kits and concealed anchor devices are available from the manufacturers for different types of installations. Grab bar shall comply with barrier-free accessibility guidelines for structural strength. For typical water closet applications in toilet stalls and rooms where ADA (American's With Disabilities Act) requirements must be met.
A5145 | Hook, Garment, Double, SS, Surface Mounted | 1 | CC | A surface mounted, satin finish stainless steel, double garment hook. Equipped with a concealed mounting bracket that is secured to a concealed wall plate. For general purpose use throughout the facility to hang various items of apparel.
A5200 | Dispenser, Toilet Tissue, SS, 2-Roll, Surface Mntd | 1 | CC | A concealed surface mounted, double roll, satin finish stainless steel, toilet tissue dispenser. Unit accommodates two standard-core toilet tissue rolls through 5" in diameter. Spindles are chrome plated plastic with a heavy-duty internal spring and turn freely for non-controlled delivery. For general purpose use in restrooms.
F2010 | Basket, Wastepaper, Step-On | 1 | VV | "Step-on" wastepaper basket with inner liner and foot petal activated flip top.
P3200 | Lavatory, Vitreous China, Slab Type w/Sens Op Fauc | 1 | CC | Wall mounted, slab type, vitreous china, lavatory (approximately 7 x 15 x 10 inches) with faucet holes on 4 inch centers; electronic sensor operated, goose neck spout and grid strainer. It shall be suitable for use in clinics, offices and patient care areas.
P9050 | Toilet, Wall Hung, Siphon Jet | 1 | CC | Siphon jet water closet/ toilet. This unit is wall hung with an elongated bowl, top spud flushometer, seat with open front and check hinge, and carrier. Used in restrooms throughout the health care facility.
7 - SB297 - 8-Bed / 12-Bed MH PCU Visitor Personal Property Locker, Bldg Sprt | 7 - SB297 - 8-Bed / 12-Bed MH PCU Visitor Personal Property Locker, Bldg Sprt | 7 - SB297 - 8-Bed / 12-Bed MH PCU Visitor Personal Property Locker, Bldg Sprt | 7 - SB297 - 8-Bed / 12-Bed MH PCU Visitor Personal Property Locker, Bldg Sprt | 7 - SB297 - 8-Bed / 12-Bed MH PCU Visitor Personal Property Locker, Bldg Sprt
JSN | NAME | QTY | ACQ/INS | DESCRIPTION
A1030 | Locker, 2 Person, Over/Under | 12 | VV | Two person locker, double tier, 72Hx12Wx18D. This unit includes hooks for coats and hats. Door equipped with safety guard handles. Designed for storage of coats, hats, and other personal belongings. Other width and depths are available.
A1080 | Mirror, Posture, Wall Mounted | 1 | CC | Wall mounted posture mirror. Consists of a 1/4" plate glass in a sturdy corrosion resistant frame with water proof back. For educational and therapy programs.
8 - SB297 - 16-Bed / 20-Bed MH PCU Visitor Personal Property Locker, Bldg Sprt | 8 - SB297 - 16-Bed / 20-Bed MH PCU Visitor Personal Property Locker, Bldg Sprt | 8 - SB297 - 16-Bed / 20-Bed MH PCU Visitor Personal Property Locker, Bldg Sprt | 8 - SB297 - 16-Bed / 20-Bed MH PCU Visitor Personal Property Locker, Bldg Sprt | 8 - SB297 - 16-Bed / 20-Bed MH PCU Visitor Personal Property Locker, Bldg Sprt
JSN | NAME | QTY | ACQ/INS | DESCRIPTION
A1030 | Locker, 2 Person, Over/Under | 12 | VV | Two person locker, double tier, 72Hx12Wx18D. This unit includes hooks for coats and hats. Door equipped with safety guard handles. Designed for storage of coats, hats, and other personal belongings. Other width and depths are available.
A1080 | Mirror, Posture, Wall Mounted | 1 | CC | Wall mounted posture mirror. Consists of a 1/4" plate glass in a sturdy corrosion resistant frame with water proof back. For educational and therapy programs.
2 - PATIENT CARE UNIT (PCU) STAFF-PATIENT AREA | 2 - PATIENT CARE UNIT (PCU) STAFF-PATIENT AREA | 2 - PATIENT CARE UNIT (PCU) STAFF-PATIENT AREA | 2 - PATIENT CARE UNIT (PCU) STAFF-PATIENT AREA | 2 - PATIENT CARE UNIT (PCU) STAFF-PATIENT AREA
2 - IMH13 - Visitation Room, MH PCU | 2 - IMH13 - Visitation Room, MH PCU | 2 - IMH13 - Visitation Room, MH PCU | 2 - IMH13 - Visitation Room, MH PCU | 2 - IMH13 - Visitation Room, MH PCU
JSN | NAME | QTY | ACQ/INS | DESCRIPTION
A1010 | Telecommunication Outlet | 1 | VV | Telecommunication outlet location.
A1032 | Locker, Box, Personal Effects | 12 | VV | Personal effects locker box. Provides 6, one cubic foot spaces per locker with individually lockable doors. For use in staff lounges and patient areas where temporary storage of valuables and personal effects is required. Each box within the locker will be provided with a key lock that retains the key when open.
F0206 | Chair, Side, Bariatric, With Arms | 1 | VV | A bariatric side chair with arms for use in a waiting room, lobby or other patient area. Chair will have a padded seat and back and have a capacity of 800 pounds.
F0210 | Chair, Side, Without Arms | 3 | VV | Upholstered side chair approximately 32" high X 19" wide X 23" deep with floor glides. Seat is non-tilting and without arms.
F2000 | Basket, Wastepaper, Fire Resistant | 1 | VV | Wastepaper basket, fire resistant, approximately 40 quart capacity. This unit is used to collect and temporarily store small quantities of paper refuse in patient rooms, administrative areas and nursing stations. Size and shape varies depending on the application and manufacturer selected.
F3200 | Clock, Battery, 12" Diameter | 1 | VV | Clock, 12" diameter. Round surface, easy to read numbers with sweep second hand. Wall mounted unit for use when impractical to install a fully synchronized clock system. Battery operated, (batteries not included).
3 - IMH15 - Intake / Interview Room, MH PCU | 3 - IMH15 - Intake / Interview Room, MH PCU | 3 - IMH15 - Intake / Interview Room, MH PCU | 3 - IMH15 - Intake / Interview Room, MH PCU | 3 - IMH15 - Intake / Interview Room, MH PCU
JSN | NAME | QTY | ACQ/INS | DESCRIPTION
A1010 | Telecommunication Outlet | 1 | VV | Telecommunication outlet location.
E0945 | Cart, Computer, Mobile | 1 | VV | A mobile computer cart for use throughout the facility. The cart dimensions will be approximately 45" H x 30" W x 22" D with casters. May include drawers and miscellaneous other accessories that will be determined at time of purchase. This Typical may include: 1 Cart Body, w/Computer Support, Style-A Narrow, w/Raised Edge Top 1 Flip-Up Shelf 1 Sharps Container Holder 1 Wastebasket 1 Chart Holder 2 Drawers, 3"H 2 Drawers, 6"H 3 Accessory Rail, Side Drawer Organizer Bins
F0206 | Chair, Side, Bariatric, With Arms | 1 | VV | A bariatric side chair with arms for use in a waiting room, lobby or other patient area. Chair will have a padded seat and back and have a capacity of 800 pounds.
F0210 | Chair, Side, Without Arms | 1 | VV | Upholstered side chair approximately 32" high X 19" wide X 23" deep with floor glides. Seat is non-tilting and without arms.
F0300 | Chair, Task, Swivel, With Arms | 2 | VV | Task chair, approximately 34" H X 26" W X 22" D with adjustable arms and a five caster adjustable swivel base. Seat and back are foam padded and upholstered in woven fabric or vinyl.
F2000 | Basket, Wastepaper, Fire Resistant | 1 | VV | Wastepaper basket, fire resistant, approximately 40 quart capacity. This unit is used to collect and temporarily store small quantities of paper refuse in patient rooms, administrative areas and nursing stations. Size and shape varies depending on the application and manufacturer selected.
F3200 | Clock, Battery, 12" Diameter | 1 | VV | Clock, 12" diameter. Round surface, easy to read numbers with sweep second hand. Wall mounted unit for use when impractical to install a fully synchronized clock system. Battery operated, (batteries not included).
4 - IMH17 - Exam Room, MH PCU | 4 - IMH17 - Exam Room, MH PCU | 4 - IMH17 - Exam Room, MH PCU | 4 - IMH17 - Exam Room, MH PCU | 4 - IMH17 - Exam Room, MH PCU
JSN | NAME | QTY | ACQ/INS | DESCRIPTION
A1010 | Telecommunication Outlet | 2 | VV | Telecommunication outlet location.
A1012 | Telephone, Wall Mounted, 1 Line | 1 | VV | Telephone, wall mounted, 1 line.
A5075 | Dispenser, Soap, Disposable | 1 | VV | Disposable soap dispenser. One-handed dispensing operation. Designed to accommodate disposable soap cartridge and valve.
A5080 | Dispenser, Paper Towel, SS, Surface Mounted | 1 | CC | A surface mounted, satin finish stainless steel, single-fold, paper towel dispenser. Dispenser features: tumbler lock; front hinged at bottom; and refill indicator slot. Minimum capacity 400 single-fold paper towels. For general purpose use throughout the facility.
A5106 | Waste Disposal Unit, Sharps w/Glove Dispenser | 1 | VV | The unit is designed for the disposal of sharps and complies with OSHA guidelines for the handling of sharps. It shall house a 5 quart container and be capable of being mounted on a wall. It shall have a glove dispenser attached. The unit shall be secured by a locked enclosure.
A5145 | Hook, Garment, Double, SS, Surface Mounted | 2 | CC | A surface mounted, satin finish stainless steel, double garment hook. Equipped with a concealed mounting bracket that is secured to a concealed wall plate. For general purpose use throughout the facility to hang various items of apparel.
A5180 | Track, Cubicle, Surface Mounted, With Curtain | 1 | VV | Surface mounted cubicle track, with curtain. Track constructed of thick extruded aluminum. Equipped with self lubricating carriers, beaded drop chain hooks, and flame resistant curtain. To include removable end caps. Designed to be suspended around patient areas where privacy is needed. Price listed is per foot of the track, curtains to be priced per quote.
E0948 | Cart, General Storage, Mobile, 42"H x 32"W x 22"D | 1 | VV | THIS TYPICAL INCLUDES: 1 Cart Body, Style-A Narrow, w/Raised Edge Top 2 Drawers, 3" H 4 Drawers, 6" H 1 Accessory Rail, Side Drawer Organizer Bins
F0210 | Chair, Side, Without Arms | 1 | VV | Upholstered side chair approximately 32" high X 19" wide X 23" deep with floor glides. Seat is non-tilting and without arms.
F0340 | Stool, Self Adjusting | 1 | VV | Self adjusting stool. Consists of a foam padded upholstered seat with attached foot rest for added comfort. Mounted on swivel casters. Designed for doctor's use during examinations.
F2000 | Basket, Wastepaper, Fire Resistant | 1 | VV | Wastepaper basket, fire resistant, approximately 40 quart capacity. This unit is used to collect and temporarily store small quantities of paper refuse in patient rooms, administrative areas and nursing stations. Size and shape varies depending on the application and manufacturer selected.
F3050 | Whiteboard, Dry Erase | 1 | VV | Whiteboard unit, approximately 36" H x 48" W consisting of a white porcelain enamel writing surface with an attached chalk tray. Magnetic surface available. Image can be easily removed with a standard chalkboard eraser. For use with water color pens. Unit is ready to hang.
F3200 | Clock, Battery, 12" Diameter | 1 | VV | Clock, 12" diameter. Round surface, easy to read numbers with sweep second hand. Wall mounted unit for use when impractical to install a fully synchronized clock system. Battery operated, (batteries not included).
M1801 | Computer, Microprocessing, w/Flat Panel Monitor | 1 | VV | Desk top microprocessing computer. The unit shall consist of a central processing mini tower, flat panel monitor, keyboard, mouse and speakers. The system shall have the following minimum characteristics: a 2.8 GHz Pentium processor; 512 MB memory; 80GB hard drive; 32/48x CD-ROMDVD combo; 1.44MB network interface card; video 32 MB NVIDIA; a 18 inch flat panel monitor. The computer is used throughout the facility to input, manipulate and retrieve information.
M1802 | Work Station, Computer, Retractable, Wall Mounted | 1 | VV | A wall mounted retractable work station. Work station is used as a computer station in treatment rooms, exam rooms and areas where physical space in limited.
M4100 | Sphygmomanometer, Aneroid, Wall Mounted | 1 | VV | Aneroid sphygmomanometer. Unit is wall mounted and has large graphic dial display for easy reading from all angles. It has a 90 degree (angle) swivel and 10 degree (angle) forward tilt to reduce glare. Unit accuracy is within 1% of reading. Sturdy impact-resistant construction.
M4200 | Otoscope/Ophthalmoscope, Wall Mounted | 1 | VV | Wall mounted otoscope and ophthalmoscope. Includes 6 foot line cord and plug and accepts and includes two handles. Contains head turn-on/turn-off, built-in speculum tray and 8 foot coiled cords. Unit is designed for use in patient exam rooms.
M9025 | Table, Examination/Treatment, With Cabinet | 1 | VV | Table, examination/treatment with cabinet. Cabinet type exam table with three section upholstered top adjustable to a full chair position. Concealed heel stirrups, dual outlets, drawers, and storage space with optional armboard. Unit is designed for general use in examination/treatment rooms.
P3100 | Lavatory, Vitreous China, Slab Type | 1 | CC | Wall mounted, slab type, vitreous china, lavatory (approximate bowl size 7"x15"x10") with: faucet holes on 4" centers; gooseneck spout; wrist blade handles; and grid strainer. It shall be suitable for use in clinics, offices, washrooms or patient care area.
5 - SC271 - MH PCU Consult Room, Clncl Sprt | 5 - SC271 - MH PCU Consult Room, Clncl Sprt | 5 - SC271 - MH PCU Consult Room, Clncl Sprt | 5 - SC271 - MH PCU Consult Room, Clncl Sprt | 5 - SC271 - MH PCU Consult Room, Clncl Sprt
JSN | NAME | QTY | ACQ/INS | DESCRIPTION
A1010 | Telecommunication Outlet | 2 | VV | Telecommunication outlet location.
A1012 | Telephone, Wall Mounted, 1 Line | 1 | VV | Telephone, wall mounted, 1 line.
A5145 | Hook, Garment, Double, SS, Surface Mounted | 1 | CC | A surface mounted, satin finish stainless steel, double garment hook. Equipped with a concealed mounting bracket that is secured to a concealed wall plate. For general purpose use throughout the facility to hang various items of apparel.
F0115 | Bookcase, Open, 5 Shelf | 1 | VV | Freestanding open shelf bookcase, approximately 82" high X 37" wide X 18" deep with 5 (five) adjustable shelves. Unit can be separate or part of a system with available add-on shelving.
F0205 | Chair, Side With Arms | 3 | VV | Upholstered side chair, 32" high X 21" wide X 23" deep with arms, padded seats and padded backs. Seat height is a minimum of 17". Available with or without sled base.
F0750 | Table, Office, (size as required) | 1 | VV | Office table, sized as required. May be used as either a four (4) to six (6) person conference table or as an extra work surface area.
F2000 | Basket, Wastepaper, Fire Resistant | 1 | VV | Wastepaper basket, fire resistant, approximately 40 quart capacity. This unit is used to collect and temporarily store small quantities of paper refuse in patient rooms, administrative areas and nursing stations. Size and shape varies depending on the application and manufacturer selected.
F3200 | Clock, Battery, 12" Diameter | 1 | VV | Clock, 12" diameter. Round surface, easy to read numbers with sweep second hand. Wall mounted unit for use when impractical to install a fully synchronized clock system. Battery operated, (batteries not included).
M0506 | Television, Flat Screen | 1 | VV | Flat screen television with approximately 32'" to 40' diagonal screen size. The TV will have built-in speakers, NTSC tuner, a 16:9 wide screen aspect ratio, a minimum of 1280 x 768 resolution and a remote control.
M1802 | Work Station, Computer, Retractable, Wall Mounted | 1 | VV | A wall mounted retractable work station. Work station is used as a computer station in treatment rooms, exam rooms and areas where physical space in limited.
6 - IMH18 - 8-Bed / 12-Bed PCU Conference / Hearing Room, MH PCU | 6 - IMH18 - 8-Bed / 12-Bed PCU Conference / Hearing Room, MH PCU | 6 - IMH18 - 8-Bed / 12-Bed PCU Conference / Hearing Room, MH PCU | 6 - IMH18 - 8-Bed / 12-Bed PCU Conference / Hearing Room, MH PCU | 6 - IMH18 - 8-Bed / 12-Bed PCU Conference / Hearing Room, MH PCU
JSN | NAME | QTY | ACQ/INS | DESCRIPTION
A1010 | Telecommunication Outlet | 1 | VV | Telecommunication outlet location.
A1020 | Telephone, Conferencing System | 1 | VV | A tabletop telephone conferencing system typically found in a conference room. Features and accessories include 12-key telephone keypad, multiple conferencing navigation keys, console microphones, dynamic noise reduction, LCD display, caller ID and console loudspeaker.
A5212 | Bracket, Television, Wall-Mounted, Tilt/Angle | 1 | VV | A wall mounted, tilt/angled TV bracket for 37" to 80" TVs. Mount will be a universal and VESA compliant unit with a load capacity of up to 130 lbs.
A5220 | Bracket, Television, Wall Backing | 1 | CC | Wall mounted television bracket backing which provides additional support and strength for the installation of the television bracket. Option available for interior or exterior plate and sized for 12” 16” or 24” stud spacing.
A6046 | Artwork, Decorative, With Frame | 1 | VV | This JSN is to be used for determining and defining location of decorative artwork.
F0220 | Chair, Conference | 6 | VV | Conference chair designed to complement the executive furniture package selected. Foam rubber cushioned seats and backs covered with either woven fabric or vinyl. Base with 5 (five) swivel casters.
F0755 | Table, Conference, Wood | 1 | VV | Executive conference table. Dimensions are approximately 30" high, 48" wide with lengths varying from 74" to 96". These tables add traditional elegance to any conference room.
F2000 | Basket, Wastepaper, Fire Resistant | 1 | VV | Wastepaper basket, fire resistant, approximately 40 quart capacity. This unit is used to collect and temporarily store small quantities of paper refuse in patient rooms, administrative areas and nursing stations. Size and shape varies depending on the application and manufacturer selected.
F3200 | Clock, Battery, 12" Diameter | 1 | VV | Clock, 12" diameter. Round surface, easy to read numbers with sweep second hand. Wall mounted unit for use when impractical to install a fully synchronized clock system. Battery operated, (batteries not included).
M0507 | Video Teleconferencing System | 1 | VV | Shall be a video conferencing unit consisting of a camera, microphone, video/audio compression components, a component cart and a 32 inch monitor. It shall provide live audio-visual conferencing capabilities to dispersed geographic sites.
M0512 | Television, HDTV, Large Screen, 60" | 1 | VV | A high definition (HDTV) multimedia, slim design, 60"W to 65"W color television. The TV will have a 16.9 wide screen aspect ratio with full HD 1080p resolution and HDMI connections. TV may be LED, Plasma or LCD. TV will include a stand.
7 - IMH18 - 16-Bed / 20-Bed PCU Conference / Hearing Room, MH PCU | 7 - IMH18 - 16-Bed / 20-Bed PCU Conference / Hearing Room, MH PCU | 7 - IMH18 - 16-Bed / 20-Bed PCU Conference / Hearing Room, MH PCU | 7 - IMH18 - 16-Bed / 20-Bed PCU Conference / Hearing Room, MH PCU | 7 - IMH18 - 16-Bed / 20-Bed PCU Conference / Hearing Room, MH PCU
JSN | NAME | QTY | ACQ/INS | DESCRIPTION
A1010 | Telecommunication Outlet | 1 | VV | Telecommunication outlet location.
A1020 | Telephone, Conferencing System | 1 | VV | A tabletop telephone conferencing system typically found in a conference room. Features and accessories include 12-key telephone keypad, multiple conferencing navigation keys, console microphones, dynamic noise reduction, LCD display, caller ID and console loudspeaker.
A5212 | Bracket, Television, Wall-Mounted, Tilt/Angle | 1 | VV | A wall mounted, tilt/angled TV bracket for 37" to 80" TVs. Mount will be a universal and VESA compliant unit with a load capacity of up to 130 lbs.
A5220 | Bracket, Television, Wall Backing | 1 | CC | Wall mounted television bracket backing which provides additional support and strength for the installation of the television bracket. Option available for interior or exterior plate and sized for 12” 16” or 24” stud spacing.
A6046 | Artwork, Decorative, With Frame | 1 | VV | This JSN is to be used for determining and defining location of decorative artwork.
F0220 | Chair, Conference | 6 | VV | Conference chair designed to complement the executive furniture package selected. Foam rubber cushioned seats and backs covered with either woven fabric or vinyl. Base with 5 (five) swivel casters.
F0755 | Table, Conference, Wood | 1 | VV | Executive conference table. Dimensions are approximately 30" high, 48" wide with lengths varying from 74" to 96". These tables add traditional elegance to any conference room.
F2000 | Basket, Wastepaper, Fire Resistant | 1 | VV | Wastepaper basket, fire resistant, approximately 40 quart capacity. This unit is used to collect and temporarily store small quantities of paper refuse in patient rooms, administrative areas and nursing stations. Size and shape varies depending on the application and manufacturer selected.
F3200 | Clock, Battery, 12" Diameter | 1 | VV | Clock, 12" diameter. Round surface, easy to read numbers with sweep second hand. Wall mounted unit for use when impractical to install a fully synchronized clock system. Battery operated, (batteries not included).
M0507 | Video Teleconferencing System | 1 | VV | Shall be a video conferencing unit consisting of a camera, microphone, video/audio compression components, a component cart and a 32 inch monitor. It shall provide live audio-visual conferencing capabilities to dispersed geographic sites.
M0512 | Television, HDTV, Large Screen, 60" | 1 | VV | A high definition (HDTV) multimedia, slim design, 60"W to 65"W color television. The TV will have a 16.9 wide screen aspect ratio with full HD 1080p resolution and HDMI connections. TV may be LED, Plasma or LCD. TV will include a stand.
8 - IMH21 - Group Room, MH PCU | 8 - IMH21 - Group Room, MH PCU | 8 - IMH21 - Group Room, MH PCU | 8 - IMH21 - Group Room, MH PCU | 8 - IMH21 - Group Room, MH PCU
JSN | NAME | QTY | ACQ/INS | DESCRIPTION
A1012 | Telephone, Wall Mounted, 1 Line | 1 | VV | Telephone, wall mounted, 1 line.
F0206 | Chair, Side, Bariatric, With Arms | 1 | VV | A bariatric side chair with arms for use in a waiting room, lobby or other patient area. Chair will have a padded seat and back and have a capacity of 800 pounds.
F0295 | Chair, Stacking | 9 | VV | Stacking chair, approximately 34" H X 21" W X 24" D. May be stacked up to 20 high depending upon the model selected. These chairs are intended primarily as overflow capacity for conference rooms.
F0470 | Cabinet, Television / Video Recorder | 1 | VV | Television / video cabinet with one (1) shelf for a television set, one (1) shelf for a video recorder, and additional space for storage. Locking doors for added security.
F0860 | Table, Mobile | 1 | VV | Mobile table. The unit provides mobile or isolated freestanding work surface. Characteristics and components include 3-1/2 inch casters and attached drawer bearers. Unit is used for general work applications, primarily in dry areas.
F2010 | Basket, Wastepaper, Step-On | 1 | VV | "Step-on" wastepaper basket with inner liner and foot petal activated flip top.
F3200 | Clock, Battery, 12" Diameter | 1 | VV | Clock, 12" diameter. Round surface, easy to read numbers with sweep second hand. Wall mounted unit for use when impractical to install a fully synchronized clock system. Battery operated, (batteries not included).
9 - SC450 - MH PCU Patient Laundry Room, EMS | 9 - SC450 - MH PCU Patient Laundry Room, EMS | 9 - SC450 - MH PCU Patient Laundry Room, EMS | 9 - SC450 - MH PCU Patient Laundry Room, EMS | 9 - SC450 - MH PCU Patient Laundry Room, EMS
JSN | NAME | QTY | ACQ/INS | DESCRIPTION
A5075 | Dispenser, Soap, Disposable | 1 | VV | Disposable soap dispenser. One-handed dispensing operation. Designed to accommodate disposable soap cartridge and valve.
A5080 | Dispenser, Paper Towel, SS, Surface Mounted | 1 | CC | A surface mounted, satin finish stainless steel, single-fold, paper towel dispenser. Dispenser features: tumbler lock; front hinged at bottom; and refill indicator slot. Minimum capacity 400 single-fold paper towels. For general purpose use throughout the facility.
CT030 | Countertop, High Pressure Laminate | 1 | CC | High pressure laminate countertop (composition of wood particle core with plastic laminate surface) having a hard smooth surface finish, standard thickness of 1", and a 4" butt backsplash/curb. Also referred to as a work surface or work top. Available in a wide choice of colors, patterns, and depths. Used in general purpose areas requiring a basic work surface arrangement with limited heat resistance and poor chemical resistance. Pricing based upon a 24" depth.
F0780 | Table, Work, 60W x 30D | 1 | VV | Work table approximately 29" high X 60" wide X 30" deep with top and four (4) non-folding legs.
F2017 | Waste Receptacle, 24 GAL | 1 | VV | Rectangular steel waste receptacle with step-on lid and 24 gallon capacity. The receptacle is used to collect and temporarily store small quantities of paper refuse. Can be used in restrooms, patient areas, laboratories, pharmacies, etc.
M2300 | Washer, Clothes, Automatic | 1 | VV | Large capacity automatic clothes washer with a heavy duty motor. The unit's control system programs load, cycle time, spin speed, fabric, water level and water temperature. The washer includes a bleach and/or fabric softener dispenser and a filter ring for trapping lint.
M2400 | Dryer, Clothes, Automatic, Electric, Household | 1 | VV | Automatic clothes dryer. Electric unit features automatic sensi-dry control with setting for different kinds of fabrics, timed cycle, removable lint filter, drum interior light and enamel finish.
P2000 | Eyewash, Wall Mounted, Hands-Free | 1 | CC | Wall mounted emergency eye wash station. The flow of water from the unit is activated by hand. Upon initiation of water flow the unit will operate hands free to provide streams of water to clear foreign particles or dilute caustic liquids from the eyes in emergency situations. Used in laboratories and areas of the hospital where employees are subject to foreign bodies or liquid material to the eyes.
P2450 | Valve, Mixing, Thermostatic | 1 | CC | Thermostatic mixing valve with washout hose. Used with portable whirlpool equipment. Thermostatic valve is used to maintain temperature between 70 and 110 degree Fahrenheit, with a flow rate of 20 gallons a minute. The washout hose assembly is used to wash out tanks after treatment. Used in physical therapy department to provide comfortable water temperature for patient treatments.
P6500 | Sink, Service, Cast Iron | 1 | CC | Service sink approximately 18" D x 22" W x 20" H which includes a polished chromium-plated combination hot and cold water faucet with integral stops and extended spout. Spout will have a pail hook, 3/4 inch hose coupling thread and shall include a backflow preventer. The faucet will be provided with a top brace and wall fittings for mounting above service sink. Service sink will be made of enameled cast iron. Used throughout the facility in utility rooms for washing and cleaning equipment.
P6500 | Sink, Service, Cast Iron | 1 | CC | Service sink approximately 18" D x 22" W x 20" H which includes a polished chromium-plated combination hot and cold water faucet with integral stops and extended spout. Spout will have a pail hook, 3/4 inch hose coupling thread and shall include a backflow preventer. The faucet will be provided with a top brace and wall fittings for mounting above service sink. Service sink will be made of enameled cast iron. Used throughout the facility in utility rooms for washing and cleaning equipment.
P8710 | Utility Center, Plumbing Connection | 1 | CC | Plumbing connection utility center, sometimes referred to as a 'GUY GRAY BOX'. This recessed utility center provides for hot and cold water connections and a drain connection at sink and other equipment locations. The utility center includes cutoff valves for the water connections, a plug seal for the drain and an outside cover to provide an aesthetic appearance when connections are no longer required. This center may be installed in locations where no plumbing fixtures are included in a design as a future flexibility device, saving many dollars for later facility modifications to incorporate sinks as functions change.
3 - PATIENT CARE UNIT (PCU) PATIENT AREA | 3 - PATIENT CARE UNIT (PCU) PATIENT AREA | 3 - PATIENT CARE UNIT (PCU) PATIENT AREA | 3 - PATIENT CARE UNIT (PCU) PATIENT AREA | 3 - PATIENT CARE UNIT (PCU) PATIENT AREA
1 - IMH26 - One-Bed Universal Patient Room, MH PCU | 1 - IMH26 - One-Bed Universal Patient Room, MH PCU | 1 - IMH26 - One-Bed Universal Patient Room, MH PCU | 1 - IMH26 - One-Bed Universal Patient Room, MH PCU | 1 - IMH26 - One-Bed Universal Patient Room, MH PCU
JSN | NAME | QTY | ACQ/INS | DESCRIPTION
A5140 | Hook, Garment, Security | 1 | CC | Clothes hook used in patient rooms of psychiatric, drug abuse or alcohol rehab facilities.
A6046 | Artwork, Decorative, With Frame | 1 | VV | This JSN is to be used for determining and defining location of decorative artwork.
F3050 | Whiteboard, Dry Erase | 2 | VV | Whiteboard unit, approximately 36" H x 48" W consisting of a white porcelain enamel writing surface with an attached chalk tray. Magnetic surface available. Image can be easily removed with a standard chalkboard eraser. For use with water color pens. Unit is ready to hang.
M7011 | Bed, Platform, Without Visible Legs, Psychiatric | 1 | VV | Platform bed and mattress with enclosed under carriage, no visible legs. Provided with 5/8" plywood deck, eight restraint holders, two at head and foot, three at each side, concealed steel frame, and means to bolt to the floor. Sides and ends are finished wood panels.
2 - IMH27 - Two-Bed Universal Patient Room, MH PCU | 2 - IMH27 - Two-Bed Universal Patient Room, MH PCU | 2 - IMH27 - Two-Bed Universal Patient Room, MH PCU | 2 - IMH27 - Two-Bed Universal Patient Room, MH PCU | 2 - IMH27 - Two-Bed Universal Patient Room, MH PCU
JSN | NAME | QTY | ACQ/INS | DESCRIPTION
A5140 | Hook, Garment, Security | 2 | CC | Clothes hook used in patient rooms of psychiatric, drug abuse or alcohol rehab facilities.
A6046 | Artwork, Decorative, With Frame | 2 | VV | This JSN is to be used for determining and defining location of decorative artwork.
F3050 | Whiteboard, Dry Erase | 3 | VV | Whiteboard unit, approximately 36" H x 48" W consisting of a white porcelain enamel writing surface with an attached chalk tray. Magnetic surface available. Image can be easily removed with a standard chalkboard eraser. For use with water color pens. Unit is ready to hang.
M7011 | Bed, Platform, Without Visible Legs, Psychiatric | 2 | VV | Platform bed and mattress with enclosed under carriage, no visible legs. Provided with 5/8" plywood deck, eight restraint holders, two at head and foot, three at each side, concealed steel frame, and means to bolt to the floor. Sides and ends are finished wood panels.
3 - SB148 - MH PCU Patient Universal Toilet / Shower, Bldg Sprt | 3 - SB148 - MH PCU Patient Universal Toilet / Shower, Bldg Sprt | 3 - SB148 - MH PCU Patient Universal Toilet / Shower, Bldg Sprt | 3 - SB148 - MH PCU Patient Universal Toilet / Shower, Bldg Sprt | 3 - SB148 - MH PCU Patient Universal Toilet / Shower, Bldg Sprt
JSN | NAME | QTY | ACQ/INS | DESCRIPTION
A1086 | Mirror, Safety, Psychiatric | 1 | CC | A one-piece stamped stainless steel mirror. The mirror will be engineered and suitable for continuous daily use in a psychiatric medical environment.
A5074 | Soap Dish, Recessed, SS, Psychiatric | 1 | CC | A recessed stainless steel soap dish. The soap dish may be surface mounted or chase mounted thru the wall. For use in a psychiatric medical environment.
A5081 | Dispenser, Paper Towel, SS, Recessed, Psychiatric | 1 | CC | A recessed stainless steel paper towel dispenser for use in a psychiatric setting. The dispenser may be a recessed shelf to place paper towels to ensure the safety of patients.
A5112 | Grab Bar, Psychiatric | 2 | CC | A 36" long grab bar of stainless steel or anodized aluminum for use as a gripping surface in bathrooms, shower stalls or bath tubs. The bar comes with a gap-filler between the bar and wall and will have concealed mounting flanges or snap over flanges to conceal mounting screws. A selection of mounting kits and concealed anchor devices are available from the manufacturers for different types of installations.
A5140 | Hook, Garment, Security | 1 | CC | Clothes hook used in patient rooms of psychiatric, drug abuse or alcohol rehab facilities.
A5196 | Dispenser, Toilet Tissue, Psychiatric | 1 | CC | A recessed single roll toilet tissue holder for use in psychiatric, drug abuse or alcohol rehab toilets.
CT025 | Countertop, Solid Surface with Sink Combination | 1 | CC | A solid, nonporous countertop approximately 36"W x 22"D with a undercounter sink combination. The countertop is an acrylic-based solid surface product with a standard thickness of 1", and a 4" butt backsplash/curb. Surfaces will be easy to clean and maintain. Also referred to as a work surface or work top with sink. Available in a choice of colors, depths and sink shapes. Used for various applications in patient rooms, restrooms and throughout the facility. Usually a part of a casework interior design program. Unit does not include the drain and faucet.
F2000 | Basket, Wastepaper, Fire Resistant | 1 | VV | Wastepaper basket, fire resistant, approximately 40 quart capacity. This unit is used to collect and temporarily store small quantities of paper refuse in patient rooms, administrative areas and nursing stations. Size and shape varies depending on the application and manufacturer selected.
P5350 | Shower, Patient, Psychiatric | 1 | CC | Psychiatric patient shower. Shall be vandal-proof. Shower head shall be designed for prison use, shall have smooth surfaces with no projection that can be used as a catch or hook; shall have flat back arranged for bolting directly to the wall and shall be tapped for 1/2 inch pipe connecting to tempered water line; the head shall have a tamperproof removable face not less than 3-1/2 inch diameter; the shower head shall be installed not less than 6 feet above the floor and shall deliver the spray within a 3 foot circle.
P9400 | Toilet, Wall Hung, Siphon Jet, Psychiatric | 1 | CC | Siphon jet water closet/ toilet. This unit is wall hung with an elongated bowl, back spud push button flush valve, seat with open front and check hinge, and carrier. For general purpose use in restrooms on psychiatric patient nursing units.
4 - IMH31 - Seclusion Room, MH PCU | 4 - IMH31 - Seclusion Room, MH PCU | 4 - IMH31 - Seclusion Room, MH PCU | 4 - IMH31 - Seclusion Room, MH PCU | 4 - IMH31 - Seclusion Room, MH PCU
JSN | NAME | QTY | ACQ/INS | DESCRIPTION
M7011 | Bed, Platform, Without Visible Legs, Psychiatric | 1 | VV | Platform bed and mattress with enclosed under carriage, no visible legs. Provided with 5/8" plywood deck, eight restraint holders, two at head and foot, three at each side, concealed steel frame, and means to bolt to the floor. Sides and ends are finished wood panels.
5 - IMH32 - Seclusion Anteroom, MH PCU | 5 - IMH32 - Seclusion Anteroom, MH PCU | 5 - IMH32 - Seclusion Anteroom, MH PCU | 5 - IMH32 - Seclusion Anteroom, MH PCU | 5 - IMH32 - Seclusion Anteroom, MH PCU
JSN | NAME | QTY | ACQ/INS | DESCRIPTION
A5210 | Bracket, Television, Wall Mounted, w/Adjust Arm | 1 | VV | Wall mounted television bracket with adjustable arm. Consists of movable arm with minimum 120 degree swivel. Designed for holding wall mounted, flat panel television units in patient rooms.
F0295 | Chair, Stacking | 1 | VV | Stacking chair, approximately 34" H X 21" W X 24" D. May be stacked up to 20 high depending upon the model selected. These chairs are intended primarily as overflow capacity for conference rooms.
M1800 | Monitor, Computer | 1 | VV | A high definition LED computer monitor with minimum 1920 x 1080 resolution, 4ms response time, 25 inch class display size, compatible with desk or arm mounted. Monitor is VESA compatible and Energy Star compliant.
6 - SB148 - MH PCU Seclusion Patient Toilet / Shower, Bldg Sprt | 6 - SB148 - MH PCU Seclusion Patient Toilet / Shower, Bldg Sprt | 6 - SB148 - MH PCU Seclusion Patient Toilet / Shower, Bldg Sprt | 6 - SB148 - MH PCU Seclusion Patient Toilet / Shower, Bldg Sprt | 6 - SB148 - MH PCU Seclusion Patient Toilet / Shower, Bldg Sprt
JSN | NAME | QTY | ACQ/INS | DESCRIPTION
A1086 | Mirror, Safety, Psychiatric | 1 | CC | A one-piece stamped stainless steel mirror. The mirror will be engineered and suitable for continuous daily use in a psychiatric medical environment.
A5074 | Soap Dish, Recessed, SS, Psychiatric | 1 | CC | A recessed stainless steel soap dish. The soap dish may be surface mounted or chase mounted thru the wall. For use in a psychiatric medical environment.
A5081 | Dispenser, Paper Towel, SS, Recessed, Psychiatric | 1 | CC | A recessed stainless steel paper towel dispenser for use in a psychiatric setting. The dispenser may be a recessed shelf to place paper towels to ensure the safety of patients.
A5112 | Grab Bar, Psychiatric | 2 | CC | A 36" long grab bar of stainless steel or anodized aluminum for use as a gripping surface in bathrooms, shower stalls or bath tubs. The bar comes with a gap-filler between the bar and wall and will have concealed mounting flanges or snap over flanges to conceal mounting screws. A selection of mounting kits and concealed anchor devices are available from the manufacturers for different types of installations.
A5140 | Hook, Garment, Security | 1 | CC | Clothes hook used in patient rooms of psychiatric, drug abuse or alcohol rehab facilities.
A5196 | Dispenser, Toilet Tissue, Psychiatric | 1 | CC | A recessed single roll toilet tissue holder for use in psychiatric, drug abuse or alcohol rehab toilets.
CT025 | Countertop, Solid Surface with Sink Combination | 1 | CC | A solid, nonporous countertop approximately 36"W x 22"D with a undercounter sink combination. The countertop is an acrylic-based solid surface product with a standard thickness of 1", and a 4" butt backsplash/curb. Surfaces will be easy to clean and maintain. Also referred to as a work surface or work top with sink. Available in a choice of colors, depths and sink shapes. Used for various applications in patient rooms, restrooms and throughout the facility. Usually a part of a casework interior design program. Unit does not include the drain and faucet.
F2000 | Basket, Wastepaper, Fire Resistant | 1 | VV | Wastepaper basket, fire resistant, approximately 40 quart capacity. This unit is used to collect and temporarily store small quantities of paper refuse in patient rooms, administrative areas and nursing stations. Size and shape varies depending on the application and manufacturer selected.
P5350 | Shower, Patient, Psychiatric | 1 | CC | Psychiatric patient shower. Shall be vandal-proof. Shower head shall be designed for prison use, shall have smooth surfaces with no projection that can be used as a catch or hook; shall have flat back arranged for bolting directly to the wall and shall be tapped for 1/2 inch pipe connecting to tempered water line; the head shall have a tamperproof removable face not less than 3-1/2 inch diameter; the shower head shall be installed not less than 6 feet above the floor and shall deliver the spray within a 3 foot circle.
P9400 | Toilet, Wall Hung, Siphon Jet, Psychiatric | 1 | CC | Siphon jet water closet/ toilet. This unit is wall hung with an elongated bowl, back spud push button flush valve, seat with open front and check hinge, and carrier. For general purpose use in restrooms on psychiatric patient nursing units.
4 - PATIENT CARE UNIT (PCU) PATIENT COMMON AREA | 4 - PATIENT CARE UNIT (PCU) PATIENT COMMON AREA | 4 - PATIENT CARE UNIT (PCU) PATIENT COMMON AREA | 4 - PATIENT CARE UNIT (PCU) PATIENT COMMON AREA | 4 - PATIENT CARE UNIT (PCU) PATIENT COMMON AREA
1 - IMH41 - 8-Bed PCU Day Room, MH PCU | 1 - IMH41 - 8-Bed PCU Day Room, MH PCU | 1 - IMH41 - 8-Bed PCU Day Room, MH PCU | 1 - IMH41 - 8-Bed PCU Day Room, MH PCU | 1 - IMH41 - 8-Bed PCU Day Room, MH PCU
JSN | NAME | QTY | ACQ/INS | DESCRIPTION
A1010 | Telecommunication Outlet | 2 | VV | Telecommunication outlet location.
A1012 | Telephone, Wall Mounted, 1 Line | 1 | VV | Telephone, wall mounted, 1 line.
A5220 | Bracket, Television, Wall Backing | 1 | CC | Wall mounted television bracket backing which provides additional support and strength for the installation of the television bracket. Option available for interior or exterior plate and sized for 12” 16” or 24” stud spacing.
A6046 | Artwork, Decorative, With Frame | 2 | VV | This JSN is to be used for determining and defining location of decorative artwork.
F0205 | Chair, Side With Arms | 2 | VV | Upholstered side chair, 32" high X 21" wide X 23" deep with arms, padded seats and padded backs. Seat height is a minimum of 17". Available with or without sled base.
F0206 | Chair, Side, Bariatric, With Arms | 1 | VV | A bariatric side chair with arms for use in a waiting room, lobby or other patient area. Chair will have a padded seat and back and have a capacity of 800 pounds.
F0210 | Chair, Side, Without Arms | 4 | VV | Upholstered side chair approximately 32" high X 19" wide X 23" deep with floor glides. Seat is non-tilting and without arms.
F0375 | Sofa, Upholstered | 1 | VV | Executive sofa with woven fabric textile or vinyl upholstery, foam padded arms, steel spring and foam rubber backs and seats, and floor glides.
F0735 | Table, Coffee | 1 | VV | Coffee table, approximately 18" high X 52" wide X 24" deep.
F0740 | Table, Occasional, Lamp | 1 | VV | Occasional lamp table (end table) approximately 20" high X 27" wide X 27" deep with choice of finishes (wood, oak veneer, or high pressure laminate).
F0765 | Table, Folding / Nesting | 1 | VV | Folding table intended for a variety of uses. Designed with a flip top that allows tables to store nested to minimize needed storage space. Available in multiple laminate finish colors/patterns, bases, surface shapes (description and pricing based on a rectangle shape) and edge finish, . Available with leveling glides or casters (2 locking, 2 non-locking).
F2000 | Basket, Wastepaper, Fire Resistant | 1 | VV | Wastepaper basket, fire resistant, approximately 40 quart capacity. This unit is used to collect and temporarily store small quantities of paper refuse in patient rooms, administrative areas and nursing stations. Size and shape varies depending on the application and manufacturer selected.
F2305 | Rack, Magazine, F/S | 1 | VV | Free standing magazine rack. Used to display publications in offices, lobbies, and waiting areas.
F2420 | Lamp, Table, With Shade | 1 | VV | Table lamp, 27-34" high X 6" wide X 6" deep with linen shade. Convenience outlet required at point of use.
F3010 | Board, Bulletin, 48 x 48 | 1 | VV | Open face bulletin board. Cork posting panel with moisture proof backing. Variety of frames to choose from. Used for posting notes and messages.
F3200 | Clock, Battery, 12" Diameter | 1 | VV | Clock, 12" diameter. Round surface, easy to read numbers with sweep second hand. Wall mounted unit for use when impractical to install a fully synchronized clock system. Battery operated, (batteries not included).
M0515 | Television, HD, 40" Class | 1 | VV | High definition (HDTV) multimedia flat panel LED 40" class display television. The TV will have a 16:9 wide screen aspect ratio, minimum of 1920 x 1080 display resolution, digital tuner, minimum refresh rate of 60Hz, minimum of two HDMI ports and 1 USB port ENERGY STAR certified.
2 - IMH41 - 12-Bed PCU Day Room, MH PCU | 2 - IMH41 - 12-Bed PCU Day Room, MH PCU | 2 - IMH41 - 12-Bed PCU Day Room, MH PCU | 2 - IMH41 - 12-Bed PCU Day Room, MH PCU | 2 - IMH41 - 12-Bed PCU Day Room, MH PCU
JSN | NAME | QTY | ACQ/INS | DESCRIPTION
A1010 | Telecommunication Outlet | 2 | VV | Telecommunication outlet location.
A1012 | Telephone, Wall Mounted, 1 Line | 1 | VV | Telephone, wall mounted, 1 line.
A5220 | Bracket, Television, Wall Backing | 1 | CC | Wall mounted television bracket backing which provides additional support and strength for the installation of the television bracket. Option available for interior or exterior plate and sized for 12” 16” or 24” stud spacing.
A6046 | Artwork, Decorative, With Frame | 2 | VV | This JSN is to be used for determining and defining location of decorative artwork.
F0205 | Chair, Side With Arms | 2 | VV | Upholstered side chair, 32" high X 21" wide X 23" deep with arms, padded seats and padded backs. Seat height is a minimum of 17". Available with or without sled base.
F0206 | Chair, Side, Bariatric, With Arms | 1 | VV | A bariatric side chair with arms for use in a waiting room, lobby or other patient area. Chair will have a padded seat and back and have a capacity of 800 pounds.
F0210 | Chair, Side, Without Arms | 4 | VV | Upholstered side chair approximately 32" high X 19" wide X 23" deep with floor glides. Seat is non-tilting and without arms.
F0375 | Sofa, Upholstered | 1 | VV | Executive sofa with woven fabric textile or vinyl upholstery, foam padded arms, steel spring and foam rubber backs and seats, and floor glides.
F0735 | Table, Coffee | 1 | VV | Coffee table, approximately 18" high X 52" wide X 24" deep.
F0740 | Table, Occasional, Lamp | 1 | VV | Occasional lamp table (end table) approximately 20" high X 27" wide X 27" deep with choice of finishes (wood, oak veneer, or high pressure laminate).
F0765 | Table, Folding / Nesting | 1 | VV | Folding table intended for a variety of uses. Designed with a flip top that allows tables to store nested to minimize needed storage space. Available in multiple laminate finish colors/patterns, bases, surface shapes (description and pricing based on a rectangle shape) and edge finish, . Available with leveling glides or casters (2 locking, 2 non-locking).
F2000 | Basket, Wastepaper, Fire Resistant | 1 | VV | Wastepaper basket, fire resistant, approximately 40 quart capacity. This unit is used to collect and temporarily store small quantities of paper refuse in patient rooms, administrative areas and nursing stations. Size and shape varies depending on the application and manufacturer selected.
F2305 | Rack, Magazine, F/S | 1 | VV | Free standing magazine rack. Used to display publications in offices, lobbies, and waiting areas.
F2420 | Lamp, Table, With Shade | 1 | VV | Table lamp, 27-34" high X 6" wide X 6" deep with linen shade. Convenience outlet required at point of use.
F3010 | Board, Bulletin, 48 x 48 | 1 | VV | Open face bulletin board. Cork posting panel with moisture proof backing. Variety of frames to choose from. Used for posting notes and messages.
F3200 | Clock, Battery, 12" Diameter | 1 | VV | Clock, 12" diameter. Round surface, easy to read numbers with sweep second hand. Wall mounted unit for use when impractical to install a fully synchronized clock system. Battery operated, (batteries not included).
M0515 | Television, HD, 40" Class | 1 | VV | High definition (HDTV) multimedia flat panel LED 40" class display television. The TV will have a 16:9 wide screen aspect ratio, minimum of 1920 x 1080 display resolution, digital tuner, minimum refresh rate of 60Hz, minimum of two HDMI ports and 1 USB port ENERGY STAR certified.
3 - IMH41 - 16-Bed PCU Day Room, MH PCU | 3 - IMH41 - 16-Bed PCU Day Room, MH PCU | 3 - IMH41 - 16-Bed PCU Day Room, MH PCU | 3 - IMH41 - 16-Bed PCU Day Room, MH PCU | 3 - IMH41 - 16-Bed PCU Day Room, MH PCU
JSN | NAME | QTY | ACQ/INS | DESCRIPTION
A1010 | Telecommunication Outlet | 2 | VV | Telecommunication outlet location.
A1012 | Telephone, Wall Mounted, 1 Line | 1 | VV | Telephone, wall mounted, 1 line.
A5220 | Bracket, Television, Wall Backing | 1 | CC | Wall mounted television bracket backing which provides additional support and strength for the installation of the television bracket. Option available for interior or exterior plate and sized for 12” 16” or 24” stud spacing.
A6046 | Artwork, Decorative, With Frame | 2 | VV | This JSN is to be used for determining and defining location of decorative artwork.
F0205 | Chair, Side With Arms | 2 | VV | Upholstered side chair, 32" high X 21" wide X 23" deep with arms, padded seats and padded backs. Seat height is a minimum of 17". Available with or without sled base.
F0206 | Chair, Side, Bariatric, With Arms | 1 | VV | A bariatric side chair with arms for use in a waiting room, lobby or other patient area. Chair will have a padded seat and back and have a capacity of 800 pounds.
F0210 | Chair, Side, Without Arms | 4 | VV | Upholstered side chair approximately 32" high X 19" wide X 23" deep with floor glides. Seat is non-tilting and without arms.
F0375 | Sofa, Upholstered | 1 | VV | Executive sofa with woven fabric textile or vinyl upholstery, foam padded arms, steel spring and foam rubber backs and seats, and floor glides.
F0735 | Table, Coffee | 1 | VV | Coffee table, approximately 18" high X 52" wide X 24" deep.
F0740 | Table, Occasional, Lamp | 1 | VV | Occasional lamp table (end table) approximately 20" high X 27" wide X 27" deep with choice of finishes (wood, oak veneer, or high pressure laminate).
F0765 | Table, Folding / Nesting | 1 | VV | Folding table intended for a variety of uses. Designed with a flip top that allows tables to store nested to minimize needed storage space. Available in multiple laminate finish colors/patterns, bases, surface shapes (description and pricing based on a rectangle shape) and edge finish, . Available with leveling glides or casters (2 locking, 2 non-locking).
F2000 | Basket, Wastepaper, Fire Resistant | 1 | VV | Wastepaper basket, fire resistant, approximately 40 quart capacity. This unit is used to collect and temporarily store small quantities of paper refuse in patient rooms, administrative areas and nursing stations. Size and shape varies depending on the application and manufacturer selected.
F2305 | Rack, Magazine, F/S | 1 | VV | Free standing magazine rack. Used to display publications in offices, lobbies, and waiting areas.
F2420 | Lamp, Table, With Shade | 1 | VV | Table lamp, 27-34" high X 6" wide X 6" deep with linen shade. Convenience outlet required at point of use.
F3010 | Board, Bulletin, 48 x 48 | 1 | VV | Open face bulletin board. Cork posting panel with moisture proof backing. Variety of frames to choose from. Used for posting notes and messages.
F3200 | Clock, Battery, 12" Diameter | 1 | VV | Clock, 12" diameter. Round surface, easy to read numbers with sweep second hand. Wall mounted unit for use when impractical to install a fully synchronized clock system. Battery operated, (batteries not included).
M0515 | Television, HD, 40" Class | 1 | VV | High definition (HDTV) multimedia flat panel LED 40" class display television. The TV will have a 16:9 wide screen aspect ratio, minimum of 1920 x 1080 display resolution, digital tuner, minimum refresh rate of 60Hz, minimum of two HDMI ports and 1 USB port ENERGY STAR certified.
4 - IMH41 - 20-Bed PCU Day Room, MH PCU | 4 - IMH41 - 20-Bed PCU Day Room, MH PCU | 4 - IMH41 - 20-Bed PCU Day Room, MH PCU | 4 - IMH41 - 20-Bed PCU Day Room, MH PCU | 4 - IMH41 - 20-Bed PCU Day Room, MH PCU
JSN | NAME | QTY | ACQ/INS | DESCRIPTION
A1010 | Telecommunication Outlet | 2 | VV | Telecommunication outlet location.
A1012 | Telephone, Wall Mounted, 1 Line | 1 | VV | Telephone, wall mounted, 1 line.
A5220 | Bracket, Television, Wall Backing | 1 | CC | Wall mounted television bracket backing which provides additional support and strength for the installation of the television bracket. Option available for interior or exterior plate and sized for 12” 16” or 24” stud spacing.
A6046 | Artwork, Decorative, With Frame | 2 | VV | This JSN is to be used for determining and defining location of decorative artwork.
F0205 | Chair, Side With Arms | 2 | VV | Upholstered side chair, 32" high X 21" wide X 23" deep with arms, padded seats and padded backs. Seat height is a minimum of 17". Available with or without sled base.
F0206 | Chair, Side, Bariatric, With Arms | 1 | VV | A bariatric side chair with arms for use in a waiting room, lobby or other patient area. Chair will have a padded seat and back and have a capacity of 800 pounds.
F0210 | Chair, Side, Without Arms | 4 | VV | Upholstered side chair approximately 32" high X 19" wide X 23" deep with floor glides. Seat is non-tilting and without arms.
F0375 | Sofa, Upholstered | 1 | VV | Executive sofa with woven fabric textile or vinyl upholstery, foam padded arms, steel spring and foam rubber backs and seats, and floor glides.
F0735 | Table, Coffee | 1 | VV | Coffee table, approximately 18" high X 52" wide X 24" deep.
F0740 | Table, Occasional, Lamp | 1 | VV | Occasional lamp table (end table) approximately 20" high X 27" wide X 27" deep with choice of finishes (wood, oak veneer, or high pressure laminate).
F0765 | Table, Folding / Nesting | 1 | VV | Folding table intended for a variety of uses. Designed with a flip top that allows tables to store nested to minimize needed storage space. Available in multiple laminate finish colors/patterns, bases, surface shapes (description and pricing based on a rectangle shape) and edge finish, . Available with leveling glides or casters (2 locking, 2 non-locking).
F2000 | Basket, Wastepaper, Fire Resistant | 1 | VV | Wastepaper basket, fire resistant, approximately 40 quart capacity. This unit is used to collect and temporarily store small quantities of paper refuse in patient rooms, administrative areas and nursing stations. Size and shape varies depending on the application and manufacturer selected.
F2305 | Rack, Magazine, F/S | 1 | VV | Free standing magazine rack. Used to display publications in offices, lobbies, and waiting areas.
F2420 | Lamp, Table, With Shade | 1 | VV | Table lamp, 27-34" high X 6" wide X 6" deep with linen shade. Convenience outlet required at point of use.
F3010 | Board, Bulletin, 48 x 48 | 1 | VV | Open face bulletin board. Cork posting panel with moisture proof backing. Variety of frames to choose from. Used for posting notes and messages.
F3200 | Clock, Battery, 12" Diameter | 1 | VV | Clock, 12" diameter. Round surface, easy to read numbers with sweep second hand. Wall mounted unit for use when impractical to install a fully synchronized clock system. Battery operated, (batteries not included).
M0515 | Television, HD, 40" Class | 1 | VV | High definition (HDTV) multimedia flat panel LED 40" class display television. The TV will have a 16:9 wide screen aspect ratio, minimum of 1920 x 1080 display resolution, digital tuner, minimum refresh rate of 60Hz, minimum of two HDMI ports and 1 USB port ENERGY STAR certified.
5 - SV366 - 8-Bed MH PCU Dining Room A, F&N Svc | 5 - SV366 - 8-Bed MH PCU Dining Room A, F&N Svc | 5 - SV366 - 8-Bed MH PCU Dining Room A, F&N Svc | 5 - SV366 - 8-Bed MH PCU Dining Room A, F&N Svc | 5 - SV366 - 8-Bed MH PCU Dining Room A, F&N Svc
JSN | NAME | QTY | ACQ/INS | DESCRIPTION
A1010 | Telecommunication Outlet | 1 | VV | Telecommunication outlet location.
A1012 | Telephone, Wall Mounted, 1 Line | 1 | VV | Telephone, wall mounted, 1 line.
A5075 | Dispenser, Soap, Disposable | 1 | VV | Disposable soap dispenser. One-handed dispensing operation. Designed to accommodate disposable soap cartridge and valve.
A5082 | Dispenser, Paper Towel, Sensor, Hands Free | 1 | CC | A surface mounted, sensor activated, automatic, roll paper towel dispenser. The unit dispenses a paper towel automatically only when hands are place in position below the dispenser for maximum sanitation and hygiene. May include adjustable settings for sheet length, time delay, and sensor range. Unit is battery operated or with optional AC power adapter.
C02D0 | Cabinet, U/C/B, 4 Drawer, 36x24x22 | 2 | CC | Standing height under counter base cabinet with four full width drawers of equal height. Also referred to as a drawer cabinet. For general purpose use throughout the facility.
CB020 | Cabinet, W/H, 2 Shelf, 1 DO, Sloping Top, 38x24x13 | 2 | CC | Wall hung cabinet with two adjustable shelves, solid right or left-hinged door (appropriate door hinge configuration to be indicated on equipment elevation drawings), and sloping top. Also referred to as a solid hinged single door case. For general purpose use throughout the facility.
CS250 | Sink, SS, Single Compartment, 6x12x9 ID | 1 | CC | Single compartment stainless steel sink, drop-in, self-rimming, ledge-type, connected with a drain and provided with a mixing faucet. It shall also be provided with pre-punched fixture holes on 4" center, integral back ledge to accommodate deck-mounted fixtures, brushed/polished interior and top surfaces, and sound deadened. Recommended for use in suspended or U/C/B sink cabinets having a high plastic laminate or Chemsurf laminate countertop/work surface. For general purpose use throughout the facility.
CT030 | Countertop, High Pressure Laminate | 1 | CC | High pressure laminate countertop (composition of wood particle core with plastic laminate surface) having a hard smooth surface finish, standard thickness of 1", and a 4" butt backsplash/curb. Also referred to as a work surface or work top. Available in a wide choice of colors, patterns, and depths. Used in general purpose areas requiring a basic work surface arrangement with limited heat resistance and poor chemical resistance. Pricing based upon a 24" depth.
F0225 | Chair, Dining Room | 8 | VV | Dining room chair with glides. Chair has straight legs with cushioned cloth or vinyl seat.
F0795 | Table, Dining | 2 | VV | Dining table. Round 42" diameter or square 42" X 42". Used in dining facilities and can comfortably seat up to four (4) persons.
F2000 | Basket, Wastepaper, Fire Resistant | 1 | VV | Wastepaper basket, fire resistant, approximately 40 quart capacity. This unit is used to collect and temporarily store small quantities of paper refuse in patient rooms, administrative areas and nursing stations. Size and shape varies depending on the application and manufacturer selected.
F3200 | Clock, Battery, 12" Diameter | 1 | VV | Clock, 12" diameter. Round surface, easy to read numbers with sweep second hand. Wall mounted unit for use when impractical to install a fully synchronized clock system. Battery operated, (batteries not included).
K1552 | Brewer, Coffee, Auto, Elect, 3 Burner, Front/Back | 1 | VV | Space saving front to back automatic coffee maker. This unit includes a heating tank, connection for a cold water supply, decanter service with three burners, funnel and a water flow controller. The unit is used for semi-automatic coffee brewing in cafeterias and commercial institutions. The unit automatically shuts off the water flow when enough has passed through to fill the pot. The unit is normally provided plumbed with a hot water faucet to the side for making other hot drinks (tea, cider, cocoa, etc.). The database height dimension does not include the clearance for coffee decanters warming on the upper burners.
K4665 | Oven, Microwave, Consumer | 1 | VV | Counter mounted microwave oven for average duty use. The exterior cabinet can be metal or heavy duty impact resistant plastic. The oven delivers instant energy for rapid heating, defrosting or prime cooking. The oven has touch pad controls, digital timer, power level selector and preprogrammed selectors for commonly cooked items. This oven is commonly found in staff lounges.
K8480 | Transport Cart, Meal Tray, Low Profile | 1 | VV | Enclosed patient food tray transporter. The unit has the same tray capacity as most standard units but a lower profile due to closer tolerances and smaller casters. The unit is constructed of stainless steel and has 2 doors, 2 heavy duty swivel and 2 heavy duty fixed casters, push handles, tray guides and a full perimeter bumper. The size of the facility's food trays will determine which model to procure. This cart generally holds 28 meal trays. The unit is used in hospitals for transporting food to patients areas.
R4700 | Ice Maker, Cubes, 250 Pound | 1 | CC | Ice cube maker approximately 39" H x 29" D x 26" W. This unit is self-contained and provides 250 pounds of ice every 24 hours. The exterior is made of sturdy stainless steel. It is used in hospitals, hotels, and restaurants for dispensing ice.
R7250 | Refrigerator/Freezer, 20 Cubic Feet | 1 | VV | Refrigerator/freezer unit. This type unit includes a food saver system that helps keep food fresher. It also includes roll out wheels and is equipped for an optional automatic icemaker. This unit is of commercial or residential design and use.
6 - SV366 - 12-Bed MH PCU Dining Room, F&N Svc | 6 - SV366 - 12-Bed MH PCU Dining Room, F&N Svc | 6 - SV366 - 12-Bed MH PCU Dining Room, F&N Svc | 6 - SV366 - 12-Bed MH PCU Dining Room, F&N Svc | 6 - SV366 - 12-Bed MH PCU Dining Room, F&N Svc
JSN | NAME | QTY | ACQ/INS | DESCRIPTION
A1010 | Telecommunication Outlet | 1 | VV | Telecommunication outlet location.
A1012 | Telephone, Wall Mounted, 1 Line | 1 | VV | Telephone, wall mounted, 1 line.
A5075 | Dispenser, Soap, Disposable | 1 | VV | Disposable soap dispenser. One-handed dispensing operation. Designed to accommodate disposable soap cartridge and valve.
A5082 | Dispenser, Paper Towel, Sensor, Hands Free | 1 | CC | A surface mounted, sensor activated, automatic, roll paper towel dispenser. The unit dispenses a paper towel automatically only when hands are place in position below the dispenser for maximum sanitation and hygiene. May include adjustable settings for sheet length, time delay, and sensor range. Unit is battery operated or with optional AC power adapter.
C02D0 | Cabinet, U/C/B, 4 Drawer, 36x24x22 | 2 | CC | Standing height under counter base cabinet with four full width drawers of equal height. Also referred to as a drawer cabinet. For general purpose use throughout the facility.
CB020 | Cabinet, W/H, 2 Shelf, 1 DO, Sloping Top, 38x24x13 | 2 | CC | Wall hung cabinet with two adjustable shelves, solid right or left-hinged door (appropriate door hinge configuration to be indicated on equipment elevation drawings), and sloping top. Also referred to as a solid hinged single door case. For general purpose use throughout the facility.
CS250 | Sink, SS, Single Compartment, 6x12x9 ID | 1 | CC | Single compartment stainless steel sink, drop-in, self-rimming, ledge-type, connected with a drain and provided with a mixing faucet. It shall also be provided with pre-punched fixture holes on 4" center, integral back ledge to accommodate deck-mounted fixtures, brushed/polished interior and top surfaces, and sound deadened. Recommended for use in suspended or U/C/B sink cabinets having a high plastic laminate or Chemsurf laminate countertop/work surface. For general purpose use throughout the facility.
CT030 | Countertop, High Pressure Laminate | 1 | CC | High pressure laminate countertop (composition of wood particle core with plastic laminate surface) having a hard smooth surface finish, standard thickness of 1", and a 4" butt backsplash/curb. Also referred to as a work surface or work top. Available in a wide choice of colors, patterns, and depths. Used in general purpose areas requiring a basic work surface arrangement with limited heat resistance and poor chemical resistance. Pricing based upon a 24" depth.
F0225 | Chair, Dining Room | 8 | VV | Dining room chair with glides. Chair has straight legs with cushioned cloth or vinyl seat.
F0795 | Table, Dining | 2 | VV | Dining table. Round 42" diameter or square 42" X 42". Used in dining facilities and can comfortably seat up to four (4) persons.
F2000 | Basket, Wastepaper, Fire Resistant | 1 | VV | Wastepaper basket, fire resistant, approximately 40 quart capacity. This unit is used to collect and temporarily store small quantities of paper refuse in patient rooms, administrative areas and nursing stations. Size and shape varies depending on the application and manufacturer selected.
F3200 | Clock, Battery, 12" Diameter | 1 | VV | Clock, 12" diameter. Round surface, easy to read numbers with sweep second hand. Wall mounted unit for use when impractical to install a fully synchronized clock system. Battery operated, (batteries not included).
K1552 | Brewer, Coffee, Auto, Elect, 3 Burner, Front/Back | 1 | VV | Space saving front to back automatic coffee maker. This unit includes a heating tank, connection for a cold water supply, decanter service with three burners, funnel and a water flow controller. The unit is used for semi-automatic coffee brewing in cafeterias and commercial institutions. The unit automatically shuts off the water flow when enough has passed through to fill the pot. The unit is normally provided plumbed with a hot water faucet to the side for making other hot drinks (tea, cider, cocoa, etc.). The database height dimension does not include the clearance for coffee decanters warming on the upper burners.
K4665 | Oven, Microwave, Consumer | 1 | VV | Counter mounted microwave oven for average duty use. The exterior cabinet can be metal or heavy duty impact resistant plastic. The oven delivers instant energy for rapid heating, defrosting or prime cooking. The oven has touch pad controls, digital timer, power level selector and preprogrammed selectors for commonly cooked items. This oven is commonly found in staff lounges.
K8480 | Transport Cart, Meal Tray, Low Profile | 1 | VV | Enclosed patient food tray transporter. The unit has the same tray capacity as most standard units but a lower profile due to closer tolerances and smaller casters. The unit is constructed of stainless steel and has 2 doors, 2 heavy duty swivel and 2 heavy duty fixed casters, push handles, tray guides and a full perimeter bumper. The size of the facility's food trays will determine which model to procure. This cart generally holds 28 meal trays. The unit is used in hospitals for transporting food to patients areas.
R4700 | Ice Maker, Cubes, 250 Pound | 1 | CC | Ice cube maker approximately 39" H x 29" D x 26" W. This unit is self-contained and provides 250 pounds of ice every 24 hours. The exterior is made of sturdy stainless steel. It is used in hospitals, hotels, and restaurants for dispensing ice.
R7250 | Refrigerator/Freezer, 20 Cubic Feet | 1 | VV | Refrigerator/freezer unit. This type unit includes a food saver system that helps keep food fresher. It also includes roll out wheels and is equipped for an optional automatic icemaker. This unit is of commercial or residential design and use.
7 - SV366 - 16-Bed MH PCU Dining Room, F&N Svc | 7 - SV366 - 16-Bed MH PCU Dining Room, F&N Svc | 7 - SV366 - 16-Bed MH PCU Dining Room, F&N Svc | 7 - SV366 - 16-Bed MH PCU Dining Room, F&N Svc | 7 - SV366 - 16-Bed MH PCU Dining Room, F&N Svc
JSN | NAME | QTY | ACQ/INS | DESCRIPTION
A1010 | Telecommunication Outlet | 1 | VV | Telecommunication outlet location.
A1012 | Telephone, Wall Mounted, 1 Line | 1 | VV | Telephone, wall mounted, 1 line.
A5075 | Dispenser, Soap, Disposable | 1 | VV | Disposable soap dispenser. One-handed dispensing operation. Designed to accommodate disposable soap cartridge and valve.
A5082 | Dispenser, Paper Towel, Sensor, Hands Free | 1 | CC | A surface mounted, sensor activated, automatic, roll paper towel dispenser. The unit dispenses a paper towel automatically only when hands are place in position below the dispenser for maximum sanitation and hygiene. May include adjustable settings for sheet length, time delay, and sensor range. Unit is battery operated or with optional AC power adapter.
C02D0 | Cabinet, U/C/B, 4 Drawer, 36x24x22 | 2 | CC | Standing height under counter base cabinet with four full width drawers of equal height. Also referred to as a drawer cabinet. For general purpose use throughout the facility.
CB020 | Cabinet, W/H, 2 Shelf, 1 DO, Sloping Top, 38x24x13 | 2 | CC | Wall hung cabinet with two adjustable shelves, solid right or left-hinged door (appropriate door hinge configuration to be indicated on equipment elevation drawings), and sloping top. Also referred to as a solid hinged single door case. For general purpose use throughout the facility.
CS250 | Sink, SS, Single Compartment, 6x12x9 ID | 1 | CC | Single compartment stainless steel sink, drop-in, self-rimming, ledge-type, connected with a drain and provided with a mixing faucet. It shall also be provided with pre-punched fixture holes on 4" center, integral back ledge to accommodate deck-mounted fixtures, brushed/polished interior and top surfaces, and sound deadened. Recommended for use in suspended or U/C/B sink cabinets having a high plastic laminate or Chemsurf laminate countertop/work surface. For general purpose use throughout the facility.
CT030 | Countertop, High Pressure Laminate | 1 | CC | High pressure laminate countertop (composition of wood particle core with plastic laminate surface) having a hard smooth surface finish, standard thickness of 1", and a 4" butt backsplash/curb. Also referred to as a work surface or work top. Available in a wide choice of colors, patterns, and depths. Used in general purpose areas requiring a basic work surface arrangement with limited heat resistance and poor chemical resistance. Pricing based upon a 24" depth.
F0225 | Chair, Dining Room | 8 | VV | Dining room chair with glides. Chair has straight legs with cushioned cloth or vinyl seat.
F0795 | Table, Dining | 2 | VV | Dining table. Round 42" diameter or square 42" X 42". Used in dining facilities and can comfortably seat up to four (4) persons.
F2000 | Basket, Wastepaper, Fire Resistant | 1 | VV | Wastepaper basket, fire resistant, approximately 40 quart capacity. This unit is used to collect and temporarily store small quantities of paper refuse in patient rooms, administrative areas and nursing stations. Size and shape varies depending on the application and manufacturer selected.
F3200 | Clock, Battery, 12" Diameter | 1 | VV | Clock, 12" diameter. Round surface, easy to read numbers with sweep second hand. Wall mounted unit for use when impractical to install a fully synchronized clock system. Battery operated, (batteries not included).
K1552 | Brewer, Coffee, Auto, Elect, 3 Burner, Front/Back | 1 | VV | Space saving front to back automatic coffee maker. This unit includes a heating tank, connection for a cold water supply, decanter service with three burners, funnel and a water flow controller. The unit is used for semi-automatic coffee brewing in cafeterias and commercial institutions. The unit automatically shuts off the water flow when enough has passed through to fill the pot. The unit is normally provided plumbed with a hot water faucet to the side for making other hot drinks (tea, cider, cocoa, etc.). The database height dimension does not include the clearance for coffee decanters warming on the upper burners.
K4665 | Oven, Microwave, Consumer | 1 | VV | Counter mounted microwave oven for average duty use. The exterior cabinet can be metal or heavy duty impact resistant plastic. The oven delivers instant energy for rapid heating, defrosting or prime cooking. The oven has touch pad controls, digital timer, power level selector and preprogrammed selectors for commonly cooked items. This oven is commonly found in staff lounges.
K8480 | Transport Cart, Meal Tray, Low Profile | 1 | VV | Enclosed patient food tray transporter. The unit has the same tray capacity as most standard units but a lower profile due to closer tolerances and smaller casters. The unit is constructed of stainless steel and has 2 doors, 2 heavy duty swivel and 2 heavy duty fixed casters, push handles, tray guides and a full perimeter bumper. The size of the facility's food trays will determine which model to procure. This cart generally holds 28 meal trays. The unit is used in hospitals for transporting food to patients areas.
R4700 | Ice Maker, Cubes, 250 Pound | 1 | CC | Ice cube maker approximately 39" H x 29" D x 26" W. This unit is self-contained and provides 250 pounds of ice every 24 hours. The exterior is made of sturdy stainless steel. It is used in hospitals, hotels, and restaurants for dispensing ice.
R7250 | Refrigerator/Freezer, 20 Cubic Feet | 1 | VV | Refrigerator/freezer unit. This type unit includes a food saver system that helps keep food fresher. It also includes roll out wheels and is equipped for an optional automatic icemaker. This unit is of commercial or residential design and use.
8 - SV366 - 20-Bed MH PCU Dining Room, F&N Svc | 8 - SV366 - 20-Bed MH PCU Dining Room, F&N Svc | 8 - SV366 - 20-Bed MH PCU Dining Room, F&N Svc | 8 - SV366 - 20-Bed MH PCU Dining Room, F&N Svc | 8 - SV366 - 20-Bed MH PCU Dining Room, F&N Svc
JSN | NAME | QTY | ACQ/INS | DESCRIPTION
A1010 | Telecommunication Outlet | 1 | VV | Telecommunication outlet location.
A1012 | Telephone, Wall Mounted, 1 Line | 1 | VV | Telephone, wall mounted, 1 line.
A5075 | Dispenser, Soap, Disposable | 1 | VV | Disposable soap dispenser. One-handed dispensing operation. Designed to accommodate disposable soap cartridge and valve.
A5082 | Dispenser, Paper Towel, Sensor, Hands Free | 1 | CC | A surface mounted, sensor activated, automatic, roll paper towel dispenser. The unit dispenses a paper towel automatically only when hands are place in position below the dispenser for maximum sanitation and hygiene. May include adjustable settings for sheet length, time delay, and sensor range. Unit is battery operated or with optional AC power adapter.
C02D0 | Cabinet, U/C/B, 4 Drawer, 36x24x22 | 2 | CC | Standing height under counter base cabinet with four full width drawers of equal height. Also referred to as a drawer cabinet. For general purpose use throughout the facility.
CB020 | Cabinet, W/H, 2 Shelf, 1 DO, Sloping Top, 38x24x13 | 2 | CC | Wall hung cabinet with two adjustable shelves, solid right or left-hinged door (appropriate door hinge configuration to be indicated on equipment elevation drawings), and sloping top. Also referred to as a solid hinged single door case. For general purpose use throughout the facility.
CS250 | Sink, SS, Single Compartment, 6x12x9 ID | 1 | CC | Single compartment stainless steel sink, drop-in, self-rimming, ledge-type, connected with a drain and provided with a mixing faucet. It shall also be provided with pre-punched fixture holes on 4" center, integral back ledge to accommodate deck-mounted fixtures, brushed/polished interior and top surfaces, and sound deadened. Recommended for use in suspended or U/C/B sink cabinets having a high plastic laminate or Chemsurf laminate countertop/work surface. For general purpose use throughout the facility.
CT030 | Countertop, High Pressure Laminate | 1 | CC | High pressure laminate countertop (composition of wood particle core with plastic laminate surface) having a hard smooth surface finish, standard thickness of 1", and a 4" butt backsplash/curb. Also referred to as a work surface or work top. Available in a wide choice of colors, patterns, and depths. Used in general purpose areas requiring a basic work surface arrangement with limited heat resistance and poor chemical resistance. Pricing based upon a 24" depth.
F0225 | Chair, Dining Room | 8 | VV | Dining room chair with glides. Chair has straight legs with cushioned cloth or vinyl seat.
F0795 | Table, Dining | 2 | VV | Dining table. Round 42" diameter or square 42" X 42". Used in dining facilities and can comfortably seat up to four (4) persons.
F2000 | Basket, Wastepaper, Fire Resistant | 1 | VV | Wastepaper basket, fire resistant, approximately 40 quart capacity. This unit is used to collect and temporarily store small quantities of paper refuse in patient rooms, administrative areas and nursing stations. Size and shape varies depending on the application and manufacturer selected.
F3200 | Clock, Battery, 12" Diameter | 1 | VV | Clock, 12" diameter. Round surface, easy to read numbers with sweep second hand. Wall mounted unit for use when impractical to install a fully synchronized clock system. Battery operated, (batteries not included).
K1552 | Brewer, Coffee, Auto, Elect, 3 Burner, Front/Back | 1 | VV | Space saving front to back automatic coffee maker. This unit includes a heating tank, connection for a cold water supply, decanter service with three burners, funnel and a water flow controller. The unit is used for semi-automatic coffee brewing in cafeterias and commercial institutions. The unit automatically shuts off the water flow when enough has passed through to fill the pot. The unit is normally provided plumbed with a hot water faucet to the side for making other hot drinks (tea, cider, cocoa, etc.). The database height dimension does not include the clearance for coffee decanters warming on the upper burners.
K4665 | Oven, Microwave, Consumer | 1 | VV | Counter mounted microwave oven for average duty use. The exterior cabinet can be metal or heavy duty impact resistant plastic. The oven delivers instant energy for rapid heating, defrosting or prime cooking. The oven has touch pad controls, digital timer, power level selector and preprogrammed selectors for commonly cooked items. This oven is commonly found in staff lounges.
K8480 | Transport Cart, Meal Tray, Low Profile | 1 | VV | Enclosed patient food tray transporter. The unit has the same tray capacity as most standard units but a lower profile due to closer tolerances and smaller casters. The unit is constructed of stainless steel and has 2 doors, 2 heavy duty swivel and 2 heavy duty fixed casters, push handles, tray guides and a full perimeter bumper. The size of the facility's food trays will determine which model to procure. This cart generally holds 28 meal trays. The unit is used in hospitals for transporting food to patients areas.
R4700 | Ice Maker, Cubes, 250 Pound | 1 | CC | Ice cube maker approximately 39" H x 29" D x 26" W. This unit is self-contained and provides 250 pounds of ice every 24 hours. The exterior is made of sturdy stainless steel. It is used in hospitals, hotels, and restaurants for dispensing ice.
R7250 | Refrigerator/Freezer, 20 Cubic Feet | 1 | VV | Refrigerator/freezer unit. This type unit includes a food saver system that helps keep food fresher. It also includes roll out wheels and is equipped for an optional automatic icemaker. This unit is of commercial or residential design and use.
9 - SB086 - 8-Bed MH PCU Patient Lounge, Bldg Sprt | 9 - SB086 - 8-Bed MH PCU Patient Lounge, Bldg Sprt | 9 - SB086 - 8-Bed MH PCU Patient Lounge, Bldg Sprt | 9 - SB086 - 8-Bed MH PCU Patient Lounge, Bldg Sprt | 9 - SB086 - 8-Bed MH PCU Patient Lounge, Bldg Sprt
JSN | NAME | QTY | ACQ/INS | DESCRIPTION
A1012 | Telephone, Wall Mounted, 1 Line | 1 | VV | Telephone, wall mounted, 1 line.
A5075 | Dispenser, Soap, Disposable | 1 | VV | Disposable soap dispenser. One-handed dispensing operation. Designed to accommodate disposable soap cartridge and valve.
A5077 | Dispenser, Hand Sanitizer, Hands-Free | 1 | VV | A touch free wall-mounted hand sanitizer dispenser. For use throughout a healthcare facility. Unit does not include the sanitizing liquid. Units are battery operated.
A5080 | Dispenser, Paper Towel, SS, Surface Mounted | 1 | CC | A surface mounted, satin finish stainless steel, single-fold, paper towel dispenser. Dispenser features: tumbler lock; front hinged at bottom; and refill indicator slot. Minimum capacity 400 single-fold paper towels. For general purpose use throughout the facility.
A5210 | Bracket, Television, Wall Mounted, w/Adjust Arm | 1 | VV | Wall mounted television bracket with adjustable arm. Consists of movable arm with minimum 120 degree swivel. Designed for holding wall mounted, flat panel television units in patient rooms.
A5220 | Bracket, Television, Wall Backing | 1 | CC | Wall mounted television bracket backing which provides additional support and strength for the installation of the television bracket. Option available for interior or exterior plate and sized for 12” 16” or 24” stud spacing.
A6046 | Artwork, Decorative, With Frame | 2 | VV | This JSN is to be used for determining and defining location of decorative artwork.
C04E0 | Cabinet, U/C/B, 1 Shelf, 1 Drawer, 2 DO, 36x36x22 | 1 | CC | Standing height under counter base cabinet with an adjustable shelf and a full width drawer above solid hinged doors. Also referred to as a combination cabinet or a drawer and cupboard cabinet. For general purpose use throughout the facility.
CT020 | Countertop, Solid Surface | 1 | CC | A solid, nonporous countertop with a smooth seamless appearance. Easy to clean and maintain and with proper cleaning does not support the growth of mold. An acrylic-based solid surface product. Standard thickness of 1", and a 4" butt backsplash/curb. Also referred to as a work surface or work top. Available in a choice of colors and depths. Used in lab and other hospital areas requiring optimum physical and chemical resisting properties.
F0100 | Bin, Mail Sorting, Table Mounted | 1 | VV | Table mounted mail sorting bin with sufficient adjustable dividers to accommodate all standard size papers, and computer reports. Typical number of compartments for bin is forty eight (48).
F0115 | Bookcase, Open, 5 Shelf | 2 | VV | Freestanding open shelf bookcase, approximately 82" high X 37" wide X 18" deep with 5 (five) adjustable shelves. Unit can be separate or part of a system with available add-on shelving.
F0225 | Chair, Dining Room | 7 | VV | Dining room chair with glides. Chair has straight legs with cushioned cloth or vinyl seat.
F0255 | Chair, Easy | 1 | VV | Easy chair approximately 35" high X 28" wide X 32" deep with arms and floor glides. Arms, back and seat are foam padded and upholstered in woven textile fabric or vinyl.
F0375 | Sofa, Upholstered | 1 | VV | Executive sofa with woven fabric textile or vinyl upholstery, foam padded arms, steel spring and foam rubber backs and seats, and floor glides.
F0740 | Table, Occasional, Lamp | 1 | VV | Occasional lamp table (end table) approximately 20" high X 27" wide X 27" deep with choice of finishes (wood, oak veneer, or high pressure laminate).
F0795 | Table, Dining | 2 | VV | Dining table. Round 42" diameter or square 42" X 42". Used in dining facilities and can comfortably seat up to four (4) persons.
F2000 | Basket, Wastepaper, Fire Resistant | 1 | VV | Wastepaper basket, fire resistant, approximately 40 quart capacity. This unit is used to collect and temporarily store small quantities of paper refuse in patient rooms, administrative areas and nursing stations. Size and shape varies depending on the application and manufacturer selected.
F2420 | Lamp, Table, With Shade | 1 | VV | Table lamp, 27-34" high X 6" wide X 6" deep with linen shade. Convenience outlet required at point of use.
F3010 | Board, Bulletin, 48 x 48 | 1 | VV | Open face bulletin board. Cork posting panel with moisture proof backing. Variety of frames to choose from. Used for posting notes and messages.
F3200 | Clock, Battery, 12" Diameter | 1 | VV | Clock, 12" diameter. Round surface, easy to read numbers with sweep second hand. Wall mounted unit for use when impractical to install a fully synchronized clock system. Battery operated, (batteries not included).
K1552 | Brewer, Coffee, Auto, Elect, 3 Burner, Front/Back | 1 | VV | Space saving front to back automatic coffee maker. This unit includes a heating tank, connection for a cold water supply, decanter service with three burners, funnel and a water flow controller. The unit is used for semi-automatic coffee brewing in cafeterias and commercial institutions. The unit automatically shuts off the water flow when enough has passed through to fill the pot. The unit is normally provided plumbed with a hot water faucet to the side for making other hot drinks (tea, cider, cocoa, etc.). The database height dimension does not include the clearance for coffee decanters warming on the upper burners.
M0515 | Television, HD, 40" Class | 1 | VV | High definition (HDTV) multimedia flat panel LED 40" class display television. The TV will have a 16:9 wide screen aspect ratio, minimum of 1920 x 1080 display resolution, digital tuner, minimum refresh rate of 60Hz, minimum of two HDMI ports and 1 USB port ENERGY STAR certified.
T0175 | Cabinet, Storage, Tool | 1 | VV | Tool storage cabinet. This unit is mobile and has four separate areas to accept the different types of tools. Cabinet is used to provide the basic tools needed for "hands on" experience in wood, electricity, metal and power technology.
10 - SB086 - 12-Bed MH PCU Patient Lounge, Bldg Sprt | 10 - SB086 - 12-Bed MH PCU Patient Lounge, Bldg Sprt | 10 - SB086 - 12-Bed MH PCU Patient Lounge, Bldg Sprt | 10 - SB086 - 12-Bed MH PCU Patient Lounge, Bldg Sprt | 10 - SB086 - 12-Bed MH PCU Patient Lounge, Bldg Sprt
JSN | NAME | QTY | ACQ/INS | DESCRIPTION
A1012 | Telephone, Wall Mounted, 1 Line | 1 | VV | Telephone, wall mounted, 1 line.
A5075 | Dispenser, Soap, Disposable | 1 | VV | Disposable soap dispenser. One-handed dispensing operation. Designed to accommodate disposable soap cartridge and valve.
A5077 | Dispenser, Hand Sanitizer, Hands-Free | 1 | VV | A touch free wall-mounted hand sanitizer dispenser. For use throughout a healthcare facility. Unit does not include the sanitizing liquid. Units are battery operated.
A5080 | Dispenser, Paper Towel, SS, Surface Mounted | 1 | CC | A surface mounted, satin finish stainless steel, single-fold, paper towel dispenser. Dispenser features: tumbler lock; front hinged at bottom; and refill indicator slot. Minimum capacity 400 single-fold paper towels. For general purpose use throughout the facility.
A5210 | Bracket, Television, Wall Mounted, w/Adjust Arm | 1 | VV | Wall mounted television bracket with adjustable arm. Consists of movable arm with minimum 120 degree swivel. Designed for holding wall mounted, flat panel television units in patient rooms.
A5220 | Bracket, Television, Wall Backing | 1 | CC | Wall mounted television bracket backing which provides additional support and strength for the installation of the television bracket. Option available for interior or exterior plate and sized for 12” 16” or 24” stud spacing.
A6046 | Artwork, Decorative, With Frame | 2 | VV | This JSN is to be used for determining and defining location of decorative artwork.
C04E0 | Cabinet, U/C/B, 1 Shelf, 1 Drawer, 2 DO, 36x36x22 | 1 | CC | Standing height under counter base cabinet with an adjustable shelf and a full width drawer above solid hinged doors. Also referred to as a combination cabinet or a drawer and cupboard cabinet. For general purpose use throughout the facility.
CT020 | Countertop, Solid Surface | 1 | CC | A solid, nonporous countertop with a smooth seamless appearance. Easy to clean and maintain and with proper cleaning does not support the growth of mold. An acrylic-based solid surface product. Standard thickness of 1", and a 4" butt backsplash/curb. Also referred to as a work surface or work top. Available in a choice of colors and depths. Used in lab and other hospital areas requiring optimum physical and chemical resisting properties.
F0100 | Bin, Mail Sorting, Table Mounted | 1 | VV | Table mounted mail sorting bin with sufficient adjustable dividers to accommodate all standard size papers, and computer reports. Typical number of compartments for bin is forty eight (48).
F0115 | Bookcase, Open, 5 Shelf | 2 | VV | Freestanding open shelf bookcase, approximately 82" high X 37" wide X 18" deep with 5 (five) adjustable shelves. Unit can be separate or part of a system with available add-on shelving.
F0225 | Chair, Dining Room | 7 | VV | Dining room chair with glides. Chair has straight legs with cushioned cloth or vinyl seat.
F0255 | Chair, Easy | 1 | VV | Easy chair approximately 35" high X 28" wide X 32" deep with arms and floor glides. Arms, back and seat are foam padded and upholstered in woven textile fabric or vinyl.
F0375 | Sofa, Upholstered | 1 | VV | Executive sofa with woven fabric textile or vinyl upholstery, foam padded arms, steel spring and foam rubber backs and seats, and floor glides.
F0740 | Table, Occasional, Lamp | 1 | VV | Occasional lamp table (end table) approximately 20" high X 27" wide X 27" deep with choice of finishes (wood, oak veneer, or high pressure laminate).
F0795 | Table, Dining | 2 | VV | Dining table. Round 42" diameter or square 42" X 42". Used in dining facilities and can comfortably seat up to four (4) persons.
F2000 | Basket, Wastepaper, Fire Resistant | 1 | VV | Wastepaper basket, fire resistant, approximately 40 quart capacity. This unit is used to collect and temporarily store small quantities of paper refuse in patient rooms, administrative areas and nursing stations. Size and shape varies depending on the application and manufacturer selected.
F2420 | Lamp, Table, With Shade | 1 | VV | Table lamp, 27-34" high X 6" wide X 6" deep with linen shade. Convenience outlet required at point of use.
F3010 | Board, Bulletin, 48 x 48 | 1 | VV | Open face bulletin board. Cork posting panel with moisture proof backing. Variety of frames to choose from. Used for posting notes and messages.
F3200 | Clock, Battery, 12" Diameter | 1 | VV | Clock, 12" diameter. Round surface, easy to read numbers with sweep second hand. Wall mounted unit for use when impractical to install a fully synchronized clock system. Battery operated, (batteries not included).
K1552 | Brewer, Coffee, Auto, Elect, 3 Burner, Front/Back | 1 | VV | Space saving front to back automatic coffee maker. This unit includes a heating tank, connection for a cold water supply, decanter service with three burners, funnel and a water flow controller. The unit is used for semi-automatic coffee brewing in cafeterias and commercial institutions. The unit automatically shuts off the water flow when enough has passed through to fill the pot. The unit is normally provided plumbed with a hot water faucet to the side for making other hot drinks (tea, cider, cocoa, etc.). The database height dimension does not include the clearance for coffee decanters warming on the upper burners.
M0515 | Television, HD, 40" Class | 1 | VV | High definition (HDTV) multimedia flat panel LED 40" class display television. The TV will have a 16:9 wide screen aspect ratio, minimum of 1920 x 1080 display resolution, digital tuner, minimum refresh rate of 60Hz, minimum of two HDMI ports and 1 USB port ENERGY STAR certified.
T0175 | Cabinet, Storage, Tool | 1 | VV | Tool storage cabinet. This unit is mobile and has four separate areas to accept the different types of tools. Cabinet is used to provide the basic tools needed for "hands on" experience in wood, electricity, metal and power technology.
11 - SB086 - 16-Bed MH PCU Patient Lounge, Bldg Sprt | 11 - SB086 - 16-Bed MH PCU Patient Lounge, Bldg Sprt | 11 - SB086 - 16-Bed MH PCU Patient Lounge, Bldg Sprt | 11 - SB086 - 16-Bed MH PCU Patient Lounge, Bldg Sprt | 11 - SB086 - 16-Bed MH PCU Patient Lounge, Bldg Sprt
JSN | NAME | QTY | ACQ/INS | DESCRIPTION
A1012 | Telephone, Wall Mounted, 1 Line | 1 | VV | Telephone, wall mounted, 1 line.
A5075 | Dispenser, Soap, Disposable | 1 | VV | Disposable soap dispenser. One-handed dispensing operation. Designed to accommodate disposable soap cartridge and valve.
A5077 | Dispenser, Hand Sanitizer, Hands-Free | 1 | VV | A touch free wall-mounted hand sanitizer dispenser. For use throughout a healthcare facility. Unit does not include the sanitizing liquid. Units are battery operated.
A5080 | Dispenser, Paper Towel, SS, Surface Mounted | 1 | CC | A surface mounted, satin finish stainless steel, single-fold, paper towel dispenser. Dispenser features: tumbler lock; front hinged at bottom; and refill indicator slot. Minimum capacity 400 single-fold paper towels. For general purpose use throughout the facility.
A5210 | Bracket, Television, Wall Mounted, w/Adjust Arm | 1 | VV | Wall mounted television bracket with adjustable arm. Consists of movable arm with minimum 120 degree swivel. Designed for holding wall mounted, flat panel television units in patient rooms.
A5220 | Bracket, Television, Wall Backing | 1 | CC | Wall mounted television bracket backing which provides additional support and strength for the installation of the television bracket. Option available for interior or exterior plate and sized for 12” 16” or 24” stud spacing.
A6046 | Artwork, Decorative, With Frame | 2 | VV | This JSN is to be used for determining and defining location of decorative artwork.
C04E0 | Cabinet, U/C/B, 1 Shelf, 1 Drawer, 2 DO, 36x36x22 | 1 | CC | Standing height under counter base cabinet with an adjustable shelf and a full width drawer above solid hinged doors. Also referred to as a combination cabinet or a drawer and cupboard cabinet. For general purpose use throughout the facility.
CT020 | Countertop, Solid Surface | 1 | CC | A solid, nonporous countertop with a smooth seamless appearance. Easy to clean and maintain and with proper cleaning does not support the growth of mold. An acrylic-based solid surface product. Standard thickness of 1", and a 4" butt backsplash/curb. Also referred to as a work surface or work top. Available in a choice of colors and depths. Used in lab and other hospital areas requiring optimum physical and chemical resisting properties.
F0100 | Bin, Mail Sorting, Table Mounted | 1 | VV | Table mounted mail sorting bin with sufficient adjustable dividers to accommodate all standard size papers, and computer reports. Typical number of compartments for bin is forty eight (48).
F0115 | Bookcase, Open, 5 Shelf | 2 | VV | Freestanding open shelf bookcase, approximately 82" high X 37" wide X 18" deep with 5 (five) adjustable shelves. Unit can be separate or part of a system with available add-on shelving.
F0225 | Chair, Dining Room | 7 | VV | Dining room chair with glides. Chair has straight legs with cushioned cloth or vinyl seat.
F0255 | Chair, Easy | 1 | VV | Easy chair approximately 35" high X 28" wide X 32" deep with arms and floor glides. Arms, back and seat are foam padded and upholstered in woven textile fabric or vinyl.
F0375 | Sofa, Upholstered | 1 | VV | Executive sofa with woven fabric textile or vinyl upholstery, foam padded arms, steel spring and foam rubber backs and seats, and floor glides.
F0740 | Table, Occasional, Lamp | 1 | VV | Occasional lamp table (end table) approximately 20" high X 27" wide X 27" deep with choice of finishes (wood, oak veneer, or high pressure laminate).
F0795 | Table, Dining | 2 | VV | Dining table. Round 42" diameter or square 42" X 42". Used in dining facilities and can comfortably seat up to four (4) persons.
F2000 | Basket, Wastepaper, Fire Resistant | 1 | VV | Wastepaper basket, fire resistant, approximately 40 quart capacity. This unit is used to collect and temporarily store small quantities of paper refuse in patient rooms, administrative areas and nursing stations. Size and shape varies depending on the application and manufacturer selected.
F2420 | Lamp, Table, With Shade | 1 | VV | Table lamp, 27-34" high X 6" wide X 6" deep with linen shade. Convenience outlet required at point of use.
F3010 | Board, Bulletin, 48 x 48 | 1 | VV | Open face bulletin board. Cork posting panel with moisture proof backing. Variety of frames to choose from. Used for posting notes and messages.
F3200 | Clock, Battery, 12" Diameter | 1 | VV | Clock, 12" diameter. Round surface, easy to read numbers with sweep second hand. Wall mounted unit for use when impractical to install a fully synchronized clock system. Battery operated, (batteries not included).
K1552 | Brewer, Coffee, Auto, Elect, 3 Burner, Front/Back | 1 | VV | Space saving front to back automatic coffee maker. This unit includes a heating tank, connection for a cold water supply, decanter service with three burners, funnel and a water flow controller. The unit is used for semi-automatic coffee brewing in cafeterias and commercial institutions. The unit automatically shuts off the water flow when enough has passed through to fill the pot. The unit is normally provided plumbed with a hot water faucet to the side for making other hot drinks (tea, cider, cocoa, etc.). The database height dimension does not include the clearance for coffee decanters warming on the upper burners.
M0515 | Television, HD, 40" Class | 1 | VV | High definition (HDTV) multimedia flat panel LED 40" class display television. The TV will have a 16:9 wide screen aspect ratio, minimum of 1920 x 1080 display resolution, digital tuner, minimum refresh rate of 60Hz, minimum of two HDMI ports and 1 USB port ENERGY STAR certified.
T0175 | Cabinet, Storage, Tool | 1 | VV | Tool storage cabinet. This unit is mobile and has four separate areas to accept the different types of tools. Cabinet is used to provide the basic tools needed for "hands on" experience in wood, electricity, metal and power technology.
12 - SB086 - 20-Bed MH PCU Patient Lounge, Bldg Sprt | 12 - SB086 - 20-Bed MH PCU Patient Lounge, Bldg Sprt | 12 - SB086 - 20-Bed MH PCU Patient Lounge, Bldg Sprt | 12 - SB086 - 20-Bed MH PCU Patient Lounge, Bldg Sprt | 12 - SB086 - 20-Bed MH PCU Patient Lounge, Bldg Sprt
JSN | NAME | QTY | ACQ/INS | DESCRIPTION
A1012 | Telephone, Wall Mounted, 1 Line | 1 | VV | Telephone, wall mounted, 1 line.
A5075 | Dispenser, Soap, Disposable | 1 | VV | Disposable soap dispenser. One-handed dispensing operation. Designed to accommodate disposable soap cartridge and valve.
A5077 | Dispenser, Hand Sanitizer, Hands-Free | 1 | VV | A touch free wall-mounted hand sanitizer dispenser. For use throughout a healthcare facility. Unit does not include the sanitizing liquid. Units are battery operated.
A5080 | Dispenser, Paper Towel, SS, Surface Mounted | 1 | CC | A surface mounted, satin finish stainless steel, single-fold, paper towel dispenser. Dispenser features: tumbler lock; front hinged at bottom; and refill indicator slot. Minimum capacity 400 single-fold paper towels. For general purpose use throughout the facility.
A5210 | Bracket, Television, Wall Mounted, w/Adjust Arm | 1 | VV | Wall mounted television bracket with adjustable arm. Consists of movable arm with minimum 120 degree swivel. Designed for holding wall mounted, flat panel television units in patient rooms.
A5220 | Bracket, Television, Wall Backing | 1 | CC | Wall mounted television bracket backing which provides additional support and strength for the installation of the television bracket. Option available for interior or exterior plate and sized for 12” 16” or 24” stud spacing.
A6046 | Artwork, Decorative, With Frame | 2 | VV | This JSN is to be used for determining and defining location of decorative artwork.
C04E0 | Cabinet, U/C/B, 1 Shelf, 1 Drawer, 2 DO, 36x36x22 | 1 | CC | Standing height under counter base cabinet with an adjustable shelf and a full width drawer above solid hinged doors. Also referred to as a combination cabinet or a drawer and cupboard cabinet. For general purpose use throughout the facility.
CT020 | Countertop, Solid Surface | 1 | CC | A solid, nonporous countertop with a smooth seamless appearance. Easy to clean and maintain and with proper cleaning does not support the growth of mold. An acrylic-based solid surface product. Standard thickness of 1", and a 4" butt backsplash/curb. Also referred to as a work surface or work top. Available in a choice of colors and depths. Used in lab and other hospital areas requiring optimum physical and chemical resisting properties.
F0100 | Bin, Mail Sorting, Table Mounted | 1 | VV | Table mounted mail sorting bin with sufficient adjustable dividers to accommodate all standard size papers, and computer reports. Typical number of compartments for bin is forty eight (48).
F0115 | Bookcase, Open, 5 Shelf | 2 | VV | Freestanding open shelf bookcase, approximately 82" high X 37" wide X 18" deep with 5 (five) adjustable shelves. Unit can be separate or part of a system with available add-on shelving.
F0225 | Chair, Dining Room | 7 | VV | Dining room chair with glides. Chair has straight legs with cushioned cloth or vinyl seat.
F0255 | Chair, Easy | 1 | VV | Easy chair approximately 35" high X 28" wide X 32" deep with arms and floor glides. Arms, back and seat are foam padded and upholstered in woven textile fabric or vinyl.
F0375 | Sofa, Upholstered | 1 | VV | Executive sofa with woven fabric textile or vinyl upholstery, foam padded arms, steel spring and foam rubber backs and seats, and floor glides.
F0740 | Table, Occasional, Lamp | 1 | VV | Occasional lamp table (end table) approximately 20" high X 27" wide X 27" deep with choice of finishes (wood, oak veneer, or high pressure laminate).
F0795 | Table, Dining | 2 | VV | Dining table. Round 42" diameter or square 42" X 42". Used in dining facilities and can comfortably seat up to four (4) persons.
F2000 | Basket, Wastepaper, Fire Resistant | 1 | VV | Wastepaper basket, fire resistant, approximately 40 quart capacity. This unit is used to collect and temporarily store small quantities of paper refuse in patient rooms, administrative areas and nursing stations. Size and shape varies depending on the application and manufacturer selected.
F2420 | Lamp, Table, With Shade | 1 | VV | Table lamp, 27-34" high X 6" wide X 6" deep with linen shade. Convenience outlet required at point of use.
F3010 | Board, Bulletin, 48 x 48 | 1 | VV | Open face bulletin board. Cork posting panel with moisture proof backing. Variety of frames to choose from. Used for posting notes and messages.
F3200 | Clock, Battery, 12" Diameter | 1 | VV | Clock, 12" diameter. Round surface, easy to read numbers with sweep second hand. Wall mounted unit for use when impractical to install a fully synchronized clock system. Battery operated, (batteries not included).
K1552 | Brewer, Coffee, Auto, Elect, 3 Burner, Front/Back | 1 | VV | Space saving front to back automatic coffee maker. This unit includes a heating tank, connection for a cold water supply, decanter service with three burners, funnel and a water flow controller. The unit is used for semi-automatic coffee brewing in cafeterias and commercial institutions. The unit automatically shuts off the water flow when enough has passed through to fill the pot. The unit is normally provided plumbed with a hot water faucet to the side for making other hot drinks (tea, cider, cocoa, etc.). The database height dimension does not include the clearance for coffee decanters warming on the upper burners.
M0515 | Television, HD, 40" Class | 1 | VV | High definition (HDTV) multimedia flat panel LED 40" class display television. The TV will have a 16:9 wide screen aspect ratio, minimum of 1920 x 1080 display resolution, digital tuner, minimum refresh rate of 60Hz, minimum of two HDMI ports and 1 USB port ENERGY STAR certified.
T0175 | Cabinet, Storage, Tool | 1 | VV | Tool storage cabinet. This unit is mobile and has four separate areas to accept the different types of tools. Cabinet is used to provide the basic tools needed for "hands on" experience in wood, electricity, metal and power technology.
13 - IMH51 - Veteran Relaxation Room, MH PCU | 13 - IMH51 - Veteran Relaxation Room, MH PCU | 13 - IMH51 - Veteran Relaxation Room, MH PCU | 13 - IMH51 - Veteran Relaxation Room, MH PCU | 13 - IMH51 - Veteran Relaxation Room, MH PCU
JSN | NAME | QTY | ACQ/INS | DESCRIPTION
A6046 | Artwork, Decorative, With Frame | 1 | VV | This JSN is to be used for determining and defining location of decorative artwork.
C0025 | Cabinet, Wardrobe, 1 Door, 84x24x22 | 1 | CC | Wardrobe cabinet with a fixed shelf, clothing rod, and a solid or louvered right or left-hinged door (appropriate door hinge configuration to be indicated on the equipment elevation drawings), an optional locking door is available. Also referred to as a wardrobe case, unit or storage unit. Used for storage of clothing and personal items.
F0115 | Bookcase, Open, 5 Shelf | 1 | VV | Freestanding open shelf bookcase, approximately 82" high X 37" wide X 18" deep with 5 (five) adjustable shelves. Unit can be separate or part of a system with available add-on shelving.
F0250 | Chair, Arm, Lounge Type | 1 | VV | Lounge chair approximately 33" high X 28" wide X 29" deep, with arms and floor glides. Chair completely padded and upholstered in either woven textile fabric or vinyl.
F0265 | Chair, Recliner | 1 | VV | Reclining chair, 46" high X 33" wide X 40"deep with arms, straight leg base and floor glides or lockable two (2) inch casters. Seat, back and foot rest are foam padded and upholstered with woven textile fabric or vinyl.
F0270 | Chair, Rocking, High Back | 1 | VV | High back rocking chair or glider. Designed for patient comfort and support. Available with sled base or straight leg base.
M0515 | Television, HD, 40" Class | 1 | VV | High definition (HDTV) multimedia flat panel LED 40" class display television. The TV will have a 16:9 wide screen aspect ratio, minimum of 1920 x 1080 display resolution, digital tuner, minimum refresh rate of 60Hz, minimum of two HDMI ports and 1 USB port ENERGY STAR certified.
14 - SB205 - 8-Bed MH PCU Enclosed Porch, Bldg Sprt | 14 - SB205 - 8-Bed MH PCU Enclosed Porch, Bldg Sprt | 14 - SB205 - 8-Bed MH PCU Enclosed Porch, Bldg Sprt | 14 - SB205 - 8-Bed MH PCU Enclosed Porch, Bldg Sprt | 14 - SB205 - 8-Bed MH PCU Enclosed Porch, Bldg Sprt
JSN | NAME | QTY | ACQ/INS | DESCRIPTION
F0224 | Chair, Dining, Outdoor | 4 | VV | Dining chair with arms, suitable for indoor or outdoor dining. Constructed of powder coated galvanized metal in choice of colors.
F0270 | Chair, Rocking, High Back | 1 | VV | High back rocking chair or glider. Designed for patient comfort and support. Available with sled base or straight leg base.
F0799 | Table, Outdoor, Psychiatric | 1 | VV | Outdoor table for use in behavioral health activities. Features include minimum 14 gage steel top, four backless seats, corrosion resistant fasteners and UV-stabilized coatings. May be constructed of stainless steel components. Finish may be power coat or vinyl coating. Options may include more than four seats, umbrella hole, may be freestanding with glides or surface mounted.
15 - SB205 - 12-Bed MH PCU Enclosed Porch, Bldg Sprt | 15 - SB205 - 12-Bed MH PCU Enclosed Porch, Bldg Sprt | 15 - SB205 - 12-Bed MH PCU Enclosed Porch, Bldg Sprt | 15 - SB205 - 12-Bed MH PCU Enclosed Porch, Bldg Sprt | 15 - SB205 - 12-Bed MH PCU Enclosed Porch, Bldg Sprt
JSN | NAME | QTY | ACQ/INS | DESCRIPTION
F0224 | Chair, Dining, Outdoor | 4 | VV | Dining chair with arms, suitable for indoor or outdoor dining. Constructed of powder coated galvanized metal in choice of colors.
F0270 | Chair, Rocking, High Back | 1 | VV | High back rocking chair or glider. Designed for patient comfort and support. Available with sled base or straight leg base.
F0799 | Table, Outdoor, Psychiatric | 1 | VV | Outdoor table for use in behavioral health activities. Features include minimum 14 gage steel top, four backless seats, corrosion resistant fasteners and UV-stabilized coatings. May be constructed of stainless steel components. Finish may be power coat or vinyl coating. Options may include more than four seats, umbrella hole, may be freestanding with glides or surface mounted.
16 - SB205 - 16-Bed MH PCU Enclosed Porch, Bldg Sprt | 16 - SB205 - 16-Bed MH PCU Enclosed Porch, Bldg Sprt | 16 - SB205 - 16-Bed MH PCU Enclosed Porch, Bldg Sprt | 16 - SB205 - 16-Bed MH PCU Enclosed Porch, Bldg Sprt | 16 - SB205 - 16-Bed MH PCU Enclosed Porch, Bldg Sprt
JSN | NAME | QTY | ACQ/INS | DESCRIPTION
F0224 | Chair, Dining, Outdoor | 4 | VV | Dining chair with arms, suitable for indoor or outdoor dining. Constructed of powder coated galvanized metal in choice of colors.
F0270 | Chair, Rocking, High Back | 1 | VV | High back rocking chair or glider. Designed for patient comfort and support. Available with sled base or straight leg base.
F0799 | Table, Outdoor, Psychiatric | 1 | VV | Outdoor table for use in behavioral health activities. Features include minimum 14 gage steel top, four backless seats, corrosion resistant fasteners and UV-stabilized coatings. May be constructed of stainless steel components. Finish may be power coat or vinyl coating. Options may include more than four seats, umbrella hole, may be freestanding with glides or surface mounted.
17 - SB205 - 20-Bed MH PCU Enclosed Porch, Bldg Sprt | 17 - SB205 - 20-Bed MH PCU Enclosed Porch, Bldg Sprt | 17 - SB205 - 20-Bed MH PCU Enclosed Porch, Bldg Sprt | 17 - SB205 - 20-Bed MH PCU Enclosed Porch, Bldg Sprt | 17 - SB205 - 20-Bed MH PCU Enclosed Porch, Bldg Sprt
JSN | NAME | QTY | ACQ/INS | DESCRIPTION
F0224 | Chair, Dining, Outdoor | 4 | VV | Dining chair with arms, suitable for indoor or outdoor dining. Constructed of powder coated galvanized metal in choice of colors.
F0270 | Chair, Rocking, High Back | 1 | VV | High back rocking chair or glider. Designed for patient comfort and support. Available with sled base or straight leg base.
F0799 | Table, Outdoor, Psychiatric | 1 | VV | Outdoor table for use in behavioral health activities. Features include minimum 14 gage steel top, four backless seats, corrosion resistant fasteners and UV-stabilized coatings. May be constructed of stainless steel components. Finish may be power coat or vinyl coating. Options may include more than four seats, umbrella hole, may be freestanding with glides or surface mounted.
19 - IMH81 - 8-Bed PCU Storage Room, MH PCU | 19 - IMH81 - 8-Bed PCU Storage Room, MH PCU | 19 - IMH81 - 8-Bed PCU Storage Room, MH PCU | 19 - IMH81 - 8-Bed PCU Storage Room, MH PCU | 19 - IMH81 - 8-Bed PCU Storage Room, MH PCU
JSN | NAME | QTY | ACQ/INS | DESCRIPTION
M2055 | Shelving, Storage, Wire, CRS, w/Adjustable Shelves | 2 | VV | Stationary, wire, shelving unit. Unit has fully adjustable shelves constructed of stainless steel. For use in general purpose storage areas. Shelving is provided in various sizes and configurations. Price provided is for a unit approximately 74"H x 18"D x 48"W with four shelves.
20 - IMH81 - 12-Bed PCU Storage Room, MH PCU | 20 - IMH81 - 12-Bed PCU Storage Room, MH PCU | 20 - IMH81 - 12-Bed PCU Storage Room, MH PCU | 20 - IMH81 - 12-Bed PCU Storage Room, MH PCU | 20 - IMH81 - 12-Bed PCU Storage Room, MH PCU
JSN | NAME | QTY | ACQ/INS | DESCRIPTION
M2055 | Shelving, Storage, Wire, CRS, w/Adjustable Shelves | 2 | VV | Stationary, wire, shelving unit. Unit has fully adjustable shelves constructed of stainless steel. For use in general purpose storage areas. Shelving is provided in various sizes and configurations. Price provided is for a unit approximately 74"H x 18"D x 48"W with four shelves.
21 - IMH81 - 16-Bed PCU Storage Room, MH PCU | 21 - IMH81 - 16-Bed PCU Storage Room, MH PCU | 21 - IMH81 - 16-Bed PCU Storage Room, MH PCU | 21 - IMH81 - 16-Bed PCU Storage Room, MH PCU | 21 - IMH81 - 16-Bed PCU Storage Room, MH PCU
JSN | NAME | QTY | ACQ/INS | DESCRIPTION
M2055 | Shelving, Storage, Wire, CRS, w/Adjustable Shelves | 2 | VV | Stationary, wire, shelving unit. Unit has fully adjustable shelves constructed of stainless steel. For use in general purpose storage areas. Shelving is provided in various sizes and configurations. Price provided is for a unit approximately 74"H x 18"D x 48"W with four shelves.
22 - IMH81 - 20-Bed PCU Storage Room, MH PCU | 22 - IMH81 - 20-Bed PCU Storage Room, MH PCU | 22 - IMH81 - 20-Bed PCU Storage Room, MH PCU | 22 - IMH81 - 20-Bed PCU Storage Room, MH PCU | 22 - IMH81 - 20-Bed PCU Storage Room, MH PCU
JSN | NAME | QTY | ACQ/INS | DESCRIPTION
M2055 | Shelving, Storage, Wire, CRS, w/Adjustable Shelves | 2 | VV | Stationary, wire, shelving unit. Unit has fully adjustable shelves constructed of stainless steel. For use in general purpose storage areas. Shelving is provided in various sizes and configurations. Price provided is for a unit approximately 74"H x 18"D x 48"W with four shelves.
23 - SB121 - MH PCU Telephone Alcove, Bldg Sprt | 23 - SB121 - MH PCU Telephone Alcove, Bldg Sprt | 23 - SB121 - MH PCU Telephone Alcove, Bldg Sprt | 23 - SB121 - MH PCU Telephone Alcove, Bldg Sprt | 23 - SB121 - MH PCU Telephone Alcove, Bldg Sprt
JSN | NAME | QTY | ACQ/INS | DESCRIPTION
A1014 | Telephone, Wall Mounted, 1 Line, With Speaker | 1 | VV | Telephone, wall mounted, 1 line, with speaker.
24 - SB201 - MH PCU Patient Toilet, Bldg Sprt | 24 - SB201 - MH PCU Patient Toilet, Bldg Sprt | 24 - SB201 - MH PCU Patient Toilet, Bldg Sprt | 24 - SB201 - MH PCU Patient Toilet, Bldg Sprt | 24 - SB201 - MH PCU Patient Toilet, Bldg Sprt
JSN | NAME | QTY | ACQ/INS | DESCRIPTION
A1067 | Mirror, Float Glass, ADA Accessible | 1 | CC | A high quality 1/4" polished float glass mirror with a stainless steel frame. Frame holds mirror in a tilted position for accessibility and compliance with ADA requirements. Mirror has a galvanized steel back secured to frame with concealed screws with integral horizontal hanging brackets. Mirror shall be approximately 18" wide and 36" high. Other sizes are available.
A5075 | Dispenser, Soap, Disposable | 1 | VV | Disposable soap dispenser. One-handed dispensing operation. Designed to accommodate disposable soap cartridge and valve.
A5082 | Dispenser, Paper Towel, Sensor, Hands Free | 1 | CC | A surface mounted, sensor activated, automatic, roll paper towel dispenser. The unit dispenses a paper towel automatically only when hands are place in position below the dispenser for maximum sanitation and hygiene. May include adjustable settings for sheet length, time delay, and sensor range. Unit is battery operated or with optional AC power adapter.
A5090 | Disposal, Sanitary Napkin, SS, Surface Mounted | 1 | CC | A surface mounted, satin finish stainless steel, sanitary napkin disposal. Disposal features a flip-up cover, secured to the container by a heavy duty stainless steel piano-hinge. Disposal may be secured to wall or toilet partition. For general purpose use in female toilet stalls or rooms and uni-sex toilet rooms.
A5109 | Grab Bar, 1-1/4" Dia., SS, 2 Wall, W/C Accessible | 1 | CC | A 1-1/4" diameter, satin finish stainless steel, peened gripping surface, 2 wall toilet stall/ room, grab bar with concealed mounting flanges. Snap over flanges are provided to conceal mounting screws. A selection of mounting kits and concealed anchor devices are available from the manufacturers for different types of installations. Grab bar shall comply with barrier-free accessibility guidelines for structural strength. For typical water closet applications in toilet stalls and rooms where ADA (American's With Disabilities Act) requirements must be met.
A5145 | Hook, Garment, Double, SS, Surface Mounted | 1 | CC | A surface mounted, satin finish stainless steel, double garment hook. Equipped with a concealed mounting bracket that is secured to a concealed wall plate. For general purpose use throughout the facility to hang various items of apparel.
A5200 | Dispenser, Toilet Tissue, SS, 2-Roll, Surface Mntd | 1 | CC | A concealed surface mounted, double roll, satin finish stainless steel, toilet tissue dispenser. Unit accommodates two standard-core toilet tissue rolls through 5" in diameter. Spindles are chrome plated plastic with a heavy-duty internal spring and turn freely for non-controlled delivery. For general purpose use in restrooms.
F2010 | Basket, Wastepaper, Step-On | 1 | VV | "Step-on" wastepaper basket with inner liner and foot petal activated flip top.
P3000 | Lavatory, Vitreous China, Straight Back | 1 | CC | Wall mounted, vitreous china lavatory (approximate bowl size 7"x15"x10") with: straight-front apron, straight or contoured back; faucet holes on 4" centers; gooseneck spout; wrist blade handles; and grid strainer. It shall be suitable for use in clinics, offices, washrooms or patient care areas.
P9050 | Toilet, Wall Hung, Siphon Jet | 1 | CC | Siphon jet water closet/ toilet. This unit is wall hung with an elongated bowl, top spud flushometer, seat with open front and check hinge, and carrier. Used in restrooms throughout the health care facility.
5 - PATIENT CARE UNIT (PCU) SUPPORT AREA | 5 - PATIENT CARE UNIT (PCU) SUPPORT AREA | 5 - PATIENT CARE UNIT (PCU) SUPPORT AREA | 5 - PATIENT CARE UNIT (PCU) SUPPORT AREA | 5 - PATIENT CARE UNIT (PCU) SUPPORT AREA
1 - SC051 - MH PCU Crash Cart Alcove, Clncl Sprt | 1 - SC051 - MH PCU Crash Cart Alcove, Clncl Sprt | 1 - SC051 - MH PCU Crash Cart Alcove, Clncl Sprt | 1 - SC051 - MH PCU Crash Cart Alcove, Clncl Sprt | 1 - SC051 - MH PCU Crash Cart Alcove, Clncl Sprt
JSN | NAME | QTY | ACQ/INS | DESCRIPTION
E0954 | Cart, Emergency, Mobile, 66"H x 32"W x 22"D | 1 | VV | THIS TYPICAL INCLUDES: 1 Cart body, style-A narrow, w/raised edge top 1 Accessory rail, side 1 Accessory rail, back 1 Defibrillator tray 1 IV pole 1 Breakaway bar 1 Flip-up shelf 1 Wastebasket 1 Oxygen tank holder 1 Electrical box-4 outlet 1 Cord wrap 4 Drawer, 3"H 3 Drawer, 6"H Drawer organizer bins.
M1100 | Resuscitator, Bag-Mask, Hand Operated | 1 | VV | Hand operated bag-mask resuscitator. Consists of face mask, non-rebreathing valve, compression bag and tidal bag. Used for resuscitation in life saving situations.
M7660 | Defibrillator/Monitor/Recorder, Portable | 1 | VV | Portable defibrillator-monitor-recorder. Integral unit system operable from self-contained rechargeable batteries. ECG may be viewed through paddles or patient cable. Options include external pacing and 12-Lead.
M8769 | Aspirator, Resuscitation, Portable w/ Battery | 1 | VV | High-vacuum and high-flow AC/DC powered suction unit for use on emergency resuscitation carts and for general suction use. Light weight, compact design, fully enclosed water resistant unit with an average run time of 60 minutes. Includes variable suction range up to 580 mmHg and 1200 CC collection canister.
2 - SB252 - MH PCU Wheelchair / Stretcher Alcove, Bldg Sprt | 2 - SB252 - MH PCU Wheelchair / Stretcher Alcove, Bldg Sprt | 2 - SB252 - MH PCU Wheelchair / Stretcher Alcove, Bldg Sprt | 2 - SB252 - MH PCU Wheelchair / Stretcher Alcove, Bldg Sprt | 2 - SB252 - MH PCU Wheelchair / Stretcher Alcove, Bldg Sprt
JSN | NAME | QTY | ACQ/INS | DESCRIPTION
M4655 | Stretcher, Mobile, CRS, 9 Position | 1 | VV | Mobile stretcher. All corrosion resistant stainless steel construction. It consists of a tubular frame with side rails, a 9-position hydraulic base with pneumatic fowler adjustment, and a 2" pad. Unit is mounted on 8" conductive casters. Designed for patient transport as well as for minor surgical procedures.
M4705 | Wheelchair, Patient Transport, Folding | 1 | VV | Folding patient transport wheelchair. Constructed of chrome plated steel with detachable armrest and footrests. Unit has heavy duty front casters with sealed radial high-precision ball bearing assembly. Unit is used for patient transport.
M4710 | Wheelchair, Patient, Bariatric, Transport, Folding | 1 | VV | Folding bariatric patient transport wheelchair with a capacity of at least 500 lbs. Constructed with a heavy duty steel frame and double cross brace, with detachable armrest and swing away footrests. Unit has heavy duty front casters and rear wheels with precision wheel bearings in front and rear assembly. Unit is used for patient movement.
3 - SB244 - 8-Bed / 12-Bed MH PCU Housekeeping Aides Closet (HAC), Bldg Sprt | 3 - SB244 - 8-Bed / 12-Bed MH PCU Housekeeping Aides Closet (HAC), Bldg Sprt | 3 - SB244 - 8-Bed / 12-Bed MH PCU Housekeeping Aides Closet (HAC), Bldg Sprt | 3 - SB244 - 8-Bed / 12-Bed MH PCU Housekeeping Aides Closet (HAC), Bldg Sprt | 3 - SB244 - 8-Bed / 12-Bed MH PCU Housekeeping Aides Closet (HAC), Bldg Sprt
JSN | NAME | QTY | ACQ/INS | DESCRIPTION
A5075 | Dispenser, Soap, Disposable | 1 | VV | Disposable soap dispenser. One-handed dispensing operation. Designed to accommodate disposable soap cartridge and valve.
A5080 | Dispenser, Paper Towel, SS, Surface Mounted | 1 | CC | A surface mounted, satin finish stainless steel, single-fold, paper towel dispenser. Dispenser features: tumbler lock; front hinged at bottom; and refill indicator slot. Minimum capacity 400 single-fold paper towels. For general purpose use throughout the facility.
A5107 | Dispenser, Glove, Surgical/Examination, Wall Mntd | 1 | VV | Examination three (Small Medium, Large) glove dispenser box for wall mounting. Fabricated of either cold rolled steel with a white baked enamel finish, plastic or acrylic. Hardware not included, Option 3 powder coated steel.
A5135 | Shelf, Utility W/ Mop/Broom Holders, SS, Surf Mntd | 1 | CC | A surface mounted, satin finish stainless steel, utility shelf with a maximum of 6 mop/broom holders and 5 rag hooks. Utility shelf features: 8" deep shelf; mounting brackets welded to shelf; spring activated rubber cam holders; and drying rod. Unit is available in various widths 30" (minimum, 3 holders and 2 hooks) to 48" (maximum, 6 holders and 5 hooks). For use in janitor closets. Pricing based on a 36" width.
F0500 | Cart, Janitor's | 1 | VV | Janitors cart, 38" high X 66" wide X 20" deep with 25 gallon heavy duty collection bag. Accommodations for locking vault and janitorial support items (broom, dust pan, chemicals, mop and mop bucket; not included).
F0505 | Bucket, Mop, With Wringer, 26 Quart | 1 | VV | Mobile mop bucket / wringer combination, approximately 35" H x 17" W x 22" D with four 2" casters. Total capacity is 26 quarts. Unit used for general hard surface floor maintenance.
P2000 | Eyewash, Wall Mounted, Hands-Free | 1 | CC | Wall mounted emergency eye wash station. The flow of water from the unit is activated by hand. Upon initiation of water flow the unit will operate hands free to provide streams of water to clear foreign particles or dilute caustic liquids from the eyes in emergency situations. Used in laboratories and areas of the hospital where employees are subject to foreign bodies or liquid material to the eyes.
P2451 | Valve, Mixing, Thermostatic, Eyewash | 1 | CC | Emergency tempering valve thermostatically mixes hot and cold water to provide a safe fluid supply for a single emergency eye/face wash with a flow rate of 10 gpm (38.8L)
P4700 | Sink, Mop, Molded Stone | 1 | CC | Mop service sink approximately 10"H x 36"W x 24"D. Also called a mop service basin and a mop receptor. Unit is made of molded stone and is a one piece item. It shall include a service faucet hose, hose bracket and mop hanger. Used in utility rooms for cleaning mops and floor cleaning equipment.
4 - SB244 - 16-Bed / 20-Bed MH PCU Housekeeping Aides Closet (HAC), Bldg Sprt | 4 - SB244 - 16-Bed / 20-Bed MH PCU Housekeeping Aides Closet (HAC), Bldg Sprt | 4 - SB244 - 16-Bed / 20-Bed MH PCU Housekeeping Aides Closet (HAC), Bldg Sprt | 4 - SB244 - 16-Bed / 20-Bed MH PCU Housekeeping Aides Closet (HAC), Bldg Sprt | 4 - SB244 - 16-Bed / 20-Bed MH PCU Housekeeping Aides Closet (HAC), Bldg Sprt
JSN | NAME | QTY | ACQ/INS | DESCRIPTION
A5075 | Dispenser, Soap, Disposable | 1 | VV | Disposable soap dispenser. One-handed dispensing operation. Designed to accommodate disposable soap cartridge and valve.
A5080 | Dispenser, Paper Towel, SS, Surface Mounted | 1 | CC | A surface mounted, satin finish stainless steel, single-fold, paper towel dispenser. Dispenser features: tumbler lock; front hinged at bottom; and refill indicator slot. Minimum capacity 400 single-fold paper towels. For general purpose use throughout the facility.
A5107 | Dispenser, Glove, Surgical/Examination, Wall Mntd | 1 | VV | Examination three (Small Medium, Large) glove dispenser box for wall mounting. Fabricated of either cold rolled steel with a white baked enamel finish, plastic or acrylic. Hardware not included, Option 3 powder coated steel.
A5135 | Shelf, Utility W/ Mop/Broom Holders, SS, Surf Mntd | 1 | CC | A surface mounted, satin finish stainless steel, utility shelf with a maximum of 6 mop/broom holders and 5 rag hooks. Utility shelf features: 8" deep shelf; mounting brackets welded to shelf; spring activated rubber cam holders; and drying rod. Unit is available in various widths 30" (minimum, 3 holders and 2 hooks) to 48" (maximum, 6 holders and 5 hooks). For use in janitor closets. Pricing based on a 36" width.
F0500 | Cart, Janitor's | 1 | VV | Janitors cart, 38" high X 66" wide X 20" deep with 25 gallon heavy duty collection bag. Accommodations for locking vault and janitorial support items (broom, dust pan, chemicals, mop and mop bucket; not included).
F0505 | Bucket, Mop, With Wringer, 26 Quart | 1 | VV | Mobile mop bucket / wringer combination, approximately 35" H x 17" W x 22" D with four 2" casters. Total capacity is 26 quarts. Unit used for general hard surface floor maintenance.
P2000 | Eyewash, Wall Mounted, Hands-Free | 1 | CC | Wall mounted emergency eye wash station. The flow of water from the unit is activated by hand. Upon initiation of water flow the unit will operate hands free to provide streams of water to clear foreign particles or dilute caustic liquids from the eyes in emergency situations. Used in laboratories and areas of the hospital where employees are subject to foreign bodies or liquid material to the eyes.
P2451 | Valve, Mixing, Thermostatic, Eyewash | 1 | CC | Emergency tempering valve thermostatically mixes hot and cold water to provide a safe fluid supply for a single emergency eye/face wash with a flow rate of 10 gpm (38.8L)
P4700 | Sink, Mop, Molded Stone | 1 | CC | Mop service sink approximately 10"H x 36"W x 24"D. Also called a mop service basin and a mop receptor. Unit is made of molded stone and is a one piece item. It shall include a service faucet hose, hose bracket and mop hanger. Used in utility rooms for cleaning mops and floor cleaning equipment.
5 - SC471 - 8-Bed MH PCU Clean Linen Room, EMS | 5 - SC471 - 8-Bed MH PCU Clean Linen Room, EMS | 5 - SC471 - 8-Bed MH PCU Clean Linen Room, EMS | 5 - SC471 - 8-Bed MH PCU Clean Linen Room, EMS | 5 - SC471 - 8-Bed MH PCU Clean Linen Room, EMS
JSN | NAME | QTY | ACQ/INS | DESCRIPTION
M2055 | Shelving, Storage, Wire, CRS, w/Adjustable Shelves | 1 | VV | Stationary, wire, shelving unit. Unit has fully adjustable shelves constructed of stainless steel. For use in general purpose storage areas. Shelving is provided in various sizes and configurations. Price provided is for a unit approximately 74"H x 18"D x 48"W with four shelves.
6 - SC471 - 12-Bed MH PCU Clean Linen Room, EMS | 6 - SC471 - 12-Bed MH PCU Clean Linen Room, EMS | 6 - SC471 - 12-Bed MH PCU Clean Linen Room, EMS | 6 - SC471 - 12-Bed MH PCU Clean Linen Room, EMS | 6 - SC471 - 12-Bed MH PCU Clean Linen Room, EMS
JSN | NAME | QTY | ACQ/INS | DESCRIPTION
M2055 | Shelving, Storage, Wire, CRS, w/Adjustable Shelves | 1 | VV | Stationary, wire, shelving unit. Unit has fully adjustable shelves constructed of stainless steel. For use in general purpose storage areas. Shelving is provided in various sizes and configurations. Price provided is for a unit approximately 74"H x 18"D x 48"W with four shelves.
7 - SC471 - 16-Bed MH PCU Clean Linen Room, EMS | 7 - SC471 - 16-Bed MH PCU Clean Linen Room, EMS | 7 - SC471 - 16-Bed MH PCU Clean Linen Room, EMS | 7 - SC471 - 16-Bed MH PCU Clean Linen Room, EMS | 7 - SC471 - 16-Bed MH PCU Clean Linen Room, EMS
JSN | NAME | QTY | ACQ/INS | DESCRIPTION
M2055 | Shelving, Storage, Wire, CRS, w/Adjustable Shelves | 1 | VV | Stationary, wire, shelving unit. Unit has fully adjustable shelves constructed of stainless steel. For use in general purpose storage areas. Shelving is provided in various sizes and configurations. Price provided is for a unit approximately 74"H x 18"D x 48"W with four shelves.
8 - SC471 - 20-Bed MH PCU Clean Linen Room, EMS | 8 - SC471 - 20-Bed MH PCU Clean Linen Room, EMS | 8 - SC471 - 20-Bed MH PCU Clean Linen Room, EMS | 8 - SC471 - 20-Bed MH PCU Clean Linen Room, EMS | 8 - SC471 - 20-Bed MH PCU Clean Linen Room, EMS
JSN | NAME | QTY | ACQ/INS | DESCRIPTION
M2055 | Shelving, Storage, Wire, CRS, w/Adjustable Shelves | 1 | VV | Stationary, wire, shelving unit. Unit has fully adjustable shelves constructed of stainless steel. For use in general purpose storage areas. Shelving is provided in various sizes and configurations. Price provided is for a unit approximately 74"H x 18"D x 48"W with four shelves.
9 - SC452 - 8-Bed MH PCU Soiled Linen Room, EMS | 9 - SC452 - 8-Bed MH PCU Soiled Linen Room, EMS | 9 - SC452 - 8-Bed MH PCU Soiled Linen Room, EMS | 9 - SC452 - 8-Bed MH PCU Soiled Linen Room, EMS | 9 - SC452 - 8-Bed MH PCU Soiled Linen Room, EMS
JSN | NAME | QTY | ACQ/INS | DESCRIPTION
F0510 | Cart, Linen, Soiled | 1 | VV | Soiled linen collection cart, approximately 70" H x 68" W x 28" D with four (4) casters. Used to transport clean or soiled laundry.
10 - SC452 - 12-Bed MH PCU Soiled Linen Room, EMS | 10 - SC452 - 12-Bed MH PCU Soiled Linen Room, EMS | 10 - SC452 - 12-Bed MH PCU Soiled Linen Room, EMS | 10 - SC452 - 12-Bed MH PCU Soiled Linen Room, EMS | 10 - SC452 - 12-Bed MH PCU Soiled Linen Room, EMS
JSN | NAME | QTY | ACQ/INS | DESCRIPTION
F0510 | Cart, Linen, Soiled | 1 | VV | Soiled linen collection cart, approximately 70" H x 68" W x 28" D with four (4) casters. Used to transport clean or soiled laundry.
11 - SC452 - 16-Bed MH PCU Soiled Linen Room, EMS | 11 - SC452 - 16-Bed MH PCU Soiled Linen Room, EMS | 11 - SC452 - 16-Bed MH PCU Soiled Linen Room, EMS | 11 - SC452 - 16-Bed MH PCU Soiled Linen Room, EMS | 11 - SC452 - 16-Bed MH PCU Soiled Linen Room, EMS
JSN | NAME | QTY | ACQ/INS | DESCRIPTION
F0510 | Cart, Linen, Soiled | 1 | VV | Soiled linen collection cart, approximately 70" H x 68" W x 28" D with four (4) casters. Used to transport clean or soiled laundry.
12 - SC452 - 20-Bed MH PCU Soiled Linen Room, EMS | 12 - SC452 - 20-Bed MH PCU Soiled Linen Room, EMS | 12 - SC452 - 20-Bed MH PCU Soiled Linen Room, EMS | 12 - SC452 - 20-Bed MH PCU Soiled Linen Room, EMS | 12 - SC452 - 20-Bed MH PCU Soiled Linen Room, EMS
JSN | NAME | QTY | ACQ/INS | DESCRIPTION
F0510 | Cart, Linen, Soiled | 1 | VV | Soiled linen collection cart, approximately 70" H x 68" W x 28" D with four (4) casters. Used to transport clean or soiled laundry.
13 - SB267 - 8-Bed / 12-Bed MH PCU Recycling Room, Bldg Sprt | 13 - SB267 - 8-Bed / 12-Bed MH PCU Recycling Room, Bldg Sprt | 13 - SB267 - 8-Bed / 12-Bed MH PCU Recycling Room, Bldg Sprt | 13 - SB267 - 8-Bed / 12-Bed MH PCU Recycling Room, Bldg Sprt | 13 - SB267 - 8-Bed / 12-Bed MH PCU Recycling Room, Bldg Sprt
JSN | NAME | QTY | ACQ/INS | DESCRIPTION
A5077 | Dispenser, Hand Sanitizer, Hands-Free | 1 | VV | A touch free wall-mounted hand sanitizer dispenser. For use throughout a healthcare facility. Unit does not include the sanitizing liquid. Units are battery operated.
A5107 | Dispenser, Glove, Surgical/Examination, Wall Mntd | 1 | VV | Examination three (Small Medium, Large) glove dispenser box for wall mounting. Fabricated of either cold rolled steel with a white baked enamel finish, plastic or acrylic. Hardware not included, Option 3 powder coated steel.
F0530 | Cart, Trash | 1 | VV | Heavy duty trash cart, approximately 42" high X 74" wide X 34" deep with two (2) solid non-marking rubber roller bearing wheels, one (1) or two (2) swivel casters, 2000 pound capacity and tilt mechanism.
F2026 | Container, Recycling, Large | 1 | VV | Recycling container shall be approximately 30-gallons in capacity. The container may include a lid and be Recycle Blue in color with the recycle symbol identified on the container.
14 - SB267 - 16-Bed / 20-Bed MH PCU Recycling Room, Bldg Sprt | 14 - SB267 - 16-Bed / 20-Bed MH PCU Recycling Room, Bldg Sprt | 14 - SB267 - 16-Bed / 20-Bed MH PCU Recycling Room, Bldg Sprt | 14 - SB267 - 16-Bed / 20-Bed MH PCU Recycling Room, Bldg Sprt | 14 - SB267 - 16-Bed / 20-Bed MH PCU Recycling Room, Bldg Sprt
JSN | NAME | QTY | ACQ/INS | DESCRIPTION
A5077 | Dispenser, Hand Sanitizer, Hands-Free | 1 | VV | A touch free wall-mounted hand sanitizer dispenser. For use throughout a healthcare facility. Unit does not include the sanitizing liquid. Units are battery operated.
A5107 | Dispenser, Glove, Surgical/Examination, Wall Mntd | 1 | VV | Examination three (Small Medium, Large) glove dispenser box for wall mounting. Fabricated of either cold rolled steel with a white baked enamel finish, plastic or acrylic. Hardware not included, Option 3 powder coated steel.
F0530 | Cart, Trash | 1 | VV | Heavy duty trash cart, approximately 42" high X 74" wide X 34" deep with two (2) solid non-marking rubber roller bearing wheels, one (1) or two (2) swivel casters, 2000 pound capacity and tilt mechanism.
F2026 | Container, Recycling, Large | 1 | VV | Recycling container shall be approximately 30-gallons in capacity. The container may include a lid and be Recycle Blue in color with the recycle symbol identified on the container.
19 - SB663 - 8-Bed MH PCU General Storage Room, Lgstcs Svc | 19 - SB663 - 8-Bed MH PCU General Storage Room, Lgstcs Svc | 19 - SB663 - 8-Bed MH PCU General Storage Room, Lgstcs Svc | 19 - SB663 - 8-Bed MH PCU General Storage Room, Lgstcs Svc | 19 - SB663 - 8-Bed MH PCU General Storage Room, Lgstcs Svc
JSN | NAME | QTY | ACQ/INS | DESCRIPTION
M2055 | Shelving, Storage, Wire, CRS, w/Adjustable Shelves | 2 | VV | Stationary, wire, shelving unit. Unit has fully adjustable shelves constructed of stainless steel. For use in general purpose storage areas. Shelving is provided in various sizes and configurations. Price provided is for a unit approximately 74"H x 18"D x 48"W with four shelves.
20 - SB663 - 12-Bed MH PCU General Storage Room, Lgstcs Svc | 20 - SB663 - 12-Bed MH PCU General Storage Room, Lgstcs Svc | 20 - SB663 - 12-Bed MH PCU General Storage Room, Lgstcs Svc | 20 - SB663 - 12-Bed MH PCU General Storage Room, Lgstcs Svc | 20 - SB663 - 12-Bed MH PCU General Storage Room, Lgstcs Svc
JSN | NAME | QTY | ACQ/INS | DESCRIPTION
M2055 | Shelving, Storage, Wire, CRS, w/Adjustable Shelves | 2 | VV | Stationary, wire, shelving unit. Unit has fully adjustable shelves constructed of stainless steel. For use in general purpose storage areas. Shelving is provided in various sizes and configurations. Price provided is for a unit approximately 74"H x 18"D x 48"W with four shelves.
21 - SB663 - 16-Bed MH PCU General Storage Room, Lgstcs Svc | 21 - SB663 - 16-Bed MH PCU General Storage Room, Lgstcs Svc | 21 - SB663 - 16-Bed MH PCU General Storage Room, Lgstcs Svc | 21 - SB663 - 16-Bed MH PCU General Storage Room, Lgstcs Svc | 21 - SB663 - 16-Bed MH PCU General Storage Room, Lgstcs Svc
JSN | NAME | QTY | ACQ/INS | DESCRIPTION
M2055 | Shelving, Storage, Wire, CRS, w/Adjustable Shelves | 2 | VV | Stationary, wire, shelving unit. Unit has fully adjustable shelves constructed of stainless steel. For use in general purpose storage areas. Shelving is provided in various sizes and configurations. Price provided is for a unit approximately 74"H x 18"D x 48"W with four shelves.
22 - SB663 - 20-Bed MH PCU General Storage Room, Lgstcs Svc | 22 - SB663 - 20-Bed MH PCU General Storage Room, Lgstcs Svc | 22 - SB663 - 20-Bed MH PCU General Storage Room, Lgstcs Svc | 22 - SB663 - 20-Bed MH PCU General Storage Room, Lgstcs Svc | 22 - SB663 - 20-Bed MH PCU General Storage Room, Lgstcs Svc
JSN | NAME | QTY | ACQ/INS | DESCRIPTION
M2055 | Shelving, Storage, Wire, CRS, w/Adjustable Shelves | 2 | VV | Stationary, wire, shelving unit. Unit has fully adjustable shelves constructed of stainless steel. For use in general purpose storage areas. Shelving is provided in various sizes and configurations. Price provided is for a unit approximately 74"H x 18"D x 48"W with four shelves.
23 - IMH64 - 8-Bed Patient Property Storage Room, MH PCU | 23 - IMH64 - 8-Bed Patient Property Storage Room, MH PCU | 23 - IMH64 - 8-Bed Patient Property Storage Room, MH PCU | 23 - IMH64 - 8-Bed Patient Property Storage Room, MH PCU | 23 - IMH64 - 8-Bed Patient Property Storage Room, MH PCU
JSN | NAME | QTY | ACQ/INS | DESCRIPTION
A6155 | Cage, Security, Heavy Duty | 1 | CC | Modular woven wire security partition with doors creating a secure area or separate zones without blocking light or air. Easy surveillance of protective area. Durable 10 gauge, 1½” diamond wire woven into a sturdy 1” x 1/2” x 1/8” channel frame. Size and shape of the security room will vary depending on the application. Price is per panel. Separate pricing required for doors, windows, and installation components.
M2055 | Shelving, Storage, Wire, CRS, w/Adjustable Shelves | 2 | VV | Stationary, wire, shelving unit. Unit has fully adjustable shelves constructed of stainless steel. For use in general purpose storage areas. Shelving is provided in various sizes and configurations. Price provided is for a unit approximately 74"H x 18"D x 48"W with four shelves.
24 - IMH64 - 12-Bed Patient Property Storage Room, MH PCU | 24 - IMH64 - 12-Bed Patient Property Storage Room, MH PCU | 24 - IMH64 - 12-Bed Patient Property Storage Room, MH PCU | 24 - IMH64 - 12-Bed Patient Property Storage Room, MH PCU | 24 - IMH64 - 12-Bed Patient Property Storage Room, MH PCU
JSN | NAME | QTY | ACQ/INS | DESCRIPTION
A6155 | Cage, Security, Heavy Duty | 1 | CC | Modular woven wire security partition with doors creating a secure area or separate zones without blocking light or air. Easy surveillance of protective area. Durable 10 gauge, 1½” diamond wire woven into a sturdy 1” x 1/2” x 1/8” channel frame. Size and shape of the security room will vary depending on the application. Price is per panel. Separate pricing required for doors, windows, and installation components.
M2055 | Shelving, Storage, Wire, CRS, w/Adjustable Shelves | 2 | VV | Stationary, wire, shelving unit. Unit has fully adjustable shelves constructed of stainless steel. For use in general purpose storage areas. Shelving is provided in various sizes and configurations. Price provided is for a unit approximately 74"H x 18"D x 48"W with four shelves.
25 - IMH64 - 16-Bed Patient Property Storage Room, MH PCU | 25 - IMH64 - 16-Bed Patient Property Storage Room, MH PCU | 25 - IMH64 - 16-Bed Patient Property Storage Room, MH PCU | 25 - IMH64 - 16-Bed Patient Property Storage Room, MH PCU | 25 - IMH64 - 16-Bed Patient Property Storage Room, MH PCU
JSN | NAME | QTY | ACQ/INS | DESCRIPTION
A6155 | Cage, Security, Heavy Duty | 1 | CC | Modular woven wire security partition with doors creating a secure area or separate zones without blocking light or air. Easy surveillance of protective area. Durable 10 gauge, 1½” diamond wire woven into a sturdy 1” x 1/2” x 1/8” channel frame. Size and shape of the security room will vary depending on the application. Price is per panel. Separate pricing required for doors, windows, and installation components.
M2055 | Shelving, Storage, Wire, CRS, w/Adjustable Shelves | 2 | VV | Stationary, wire, shelving unit. Unit has fully adjustable shelves constructed of stainless steel. For use in general purpose storage areas. Shelving is provided in various sizes and configurations. Price provided is for a unit approximately 74"H x 18"D x 48"W with four shelves.
26 - IMH64 - 20-Bed Patient Property Storage Room, MH PCU | 26 - IMH64 - 20-Bed Patient Property Storage Room, MH PCU | 26 - IMH64 - 20-Bed Patient Property Storage Room, MH PCU | 26 - IMH64 - 20-Bed Patient Property Storage Room, MH PCU | 26 - IMH64 - 20-Bed Patient Property Storage Room, MH PCU
JSN | NAME | QTY | ACQ/INS | DESCRIPTION
A6155 | Cage, Security, Heavy Duty | 1 | CC | Modular woven wire security partition with doors creating a secure area or separate zones without blocking light or air. Easy surveillance of protective area. Durable 10 gauge, 1½” diamond wire woven into a sturdy 1” x 1/2” x 1/8” channel frame. Size and shape of the security room will vary depending on the application. Price is per panel. Separate pricing required for doors, windows, and installation components.
M2055 | Shelving, Storage, Wire, CRS, w/Adjustable Shelves | 2 | VV | Stationary, wire, shelving unit. Unit has fully adjustable shelves constructed of stainless steel. For use in general purpose storage areas. Shelving is provided in various sizes and configurations. Price provided is for a unit approximately 74"H x 18"D x 48"W with four shelves.
27 - SB737 - 8-Bed / 12-Bed MH PCU Clean Utility Room, Lgstcs Svc | 27 - SB737 - 8-Bed / 12-Bed MH PCU Clean Utility Room, Lgstcs Svc | 27 - SB737 - 8-Bed / 12-Bed MH PCU Clean Utility Room, Lgstcs Svc | 27 - SB737 - 8-Bed / 12-Bed MH PCU Clean Utility Room, Lgstcs Svc | 27 - SB737 - 8-Bed / 12-Bed MH PCU Clean Utility Room, Lgstcs Svc
JSN | NAME | QTY | ACQ/INS | DESCRIPTION
E0906 | Locker, Supply, General, Wall Mtd, 23"W x 20"D | 1 | VV | THIS TYPICAL INCLUDES: 1 Wall Mounted Rail 1 Locked Storage Container 2 Tray/Shelves 1 Drawer, 3"H 3 Drawers, 6"H 2 Drawers, 9"H 1 Tray/Shelf Divider Drawer Organizer Bins Consider the need for an E0921 to transport the locker from place to place.
E0912 | Locker, Supply, Med Surg, Wall Mtd | 1 | VV | Medical/Surgical Supply locker, Wall Mounted, approximately 23"W x 20"D. THIS TYPICAL INCLUDES: 1 Wall Mounted Rail 1 Locked Storage Container 4 Tray/Shelves 5 Drawers, 3"H 2 Drawers, 6"H 2 Tray/Shelf Dividers Drawer Organizer Bins Consider the need for an E0921 to transport the locker from place to place.
E1500 | Rail, MOD, W/MNTD, HX144XD | 1 | VV | Wall mounted rail used for hanging (mounting) lockers, shelves and drawers on a wall.
F2000 | Basket, Wastepaper, Fire Resistant | 1 | VV | Wastepaper basket, fire resistant, approximately 40 quart capacity. This unit is used to collect and temporarily store small quantities of paper refuse in patient rooms, administrative areas and nursing stations. Size and shape varies depending on the application and manufacturer selected.
28 - SB737 - 16-Bed / 20-Bed MH PCU Clean Utility Room, Lgstcs Svc | 28 - SB737 - 16-Bed / 20-Bed MH PCU Clean Utility Room, Lgstcs Svc | 28 - SB737 - 16-Bed / 20-Bed MH PCU Clean Utility Room, Lgstcs Svc | 28 - SB737 - 16-Bed / 20-Bed MH PCU Clean Utility Room, Lgstcs Svc | 28 - SB737 - 16-Bed / 20-Bed MH PCU Clean Utility Room, Lgstcs Svc
JSN | NAME | QTY | ACQ/INS | DESCRIPTION
E0906 | Locker, Supply, General, Wall Mtd, 23"W x 20"D | 1 | VV | THIS TYPICAL INCLUDES: 1 Wall Mounted Rail 1 Locked Storage Container 2 Tray/Shelves 1 Drawer, 3"H 3 Drawers, 6"H 2 Drawers, 9"H 1 Tray/Shelf Divider Drawer Organizer Bins Consider the need for an E0921 to transport the locker from place to place.
E0912 | Locker, Supply, Med Surg, Wall Mtd | 1 | VV | Medical/Surgical Supply locker, Wall Mounted, approximately 23"W x 20"D. THIS TYPICAL INCLUDES: 1 Wall Mounted Rail 1 Locked Storage Container 4 Tray/Shelves 5 Drawers, 3"H 2 Drawers, 6"H 2 Tray/Shelf Dividers Drawer Organizer Bins Consider the need for an E0921 to transport the locker from place to place.
E1500 | Rail, MOD, W/MNTD, HX144XD | 1 | VV | Wall mounted rail used for hanging (mounting) lockers, shelves and drawers on a wall.
F2000 | Basket, Wastepaper, Fire Resistant | 1 | VV | Wastepaper basket, fire resistant, approximately 40 quart capacity. This unit is used to collect and temporarily store small quantities of paper refuse in patient rooms, administrative areas and nursing stations. Size and shape varies depending on the application and manufacturer selected.
29 - SB743 - 8-Bed / 12-Bed MH PCU Soiled Utility Room, Lgstcs Svc | 29 - SB743 - 8-Bed / 12-Bed MH PCU Soiled Utility Room, Lgstcs Svc | 29 - SB743 - 8-Bed / 12-Bed MH PCU Soiled Utility Room, Lgstcs Svc | 29 - SB743 - 8-Bed / 12-Bed MH PCU Soiled Utility Room, Lgstcs Svc | 29 - SB743 - 8-Bed / 12-Bed MH PCU Soiled Utility Room, Lgstcs Svc
JSN | NAME | QTY | ACQ/INS | DESCRIPTION
A1012 | Telephone, Wall Mounted, 1 Line | 1 | VV | Telephone, wall mounted, 1 line.
A5075 | Dispenser, Soap, Disposable | 1 | VV | Disposable soap dispenser. One-handed dispensing operation. Designed to accommodate disposable soap cartridge and valve.
A5077 | Dispenser, Hand Sanitizer, Hands-Free | 1 | VV | A touch free wall-mounted hand sanitizer dispenser. For use throughout a healthcare facility. Unit does not include the sanitizing liquid. Units are battery operated.
A5080 | Dispenser, Paper Towel, SS, Surface Mounted | 1 | CC | A surface mounted, satin finish stainless steel, single-fold, paper towel dispenser. Dispenser features: tumbler lock; front hinged at bottom; and refill indicator slot. Minimum capacity 400 single-fold paper towels. For general purpose use throughout the facility.
A5106 | Waste Disposal Unit, Sharps w/Glove Dispenser | 1 | VV | The unit is designed for the disposal of sharps and complies with OSHA guidelines for the handling of sharps. It shall house a 5 quart container and be capable of being mounted on a wall. It shall have a glove dispenser attached. The unit shall be secured by a locked enclosure.
C04F0 | Cabinet, U/C/B, 1 Shelf, 2 Half DR, 2 DO, 36x36x22 | 1 | CC | Standing height under counter base cabinet with an adjustable shelf and two half width drawers above solid hinged doors. Also referred to as a combination cabinet or a drawer and cupboard cabinet. For general purpose use throughout the facility.
C05P0 | Cabinet, Sink, U/C/B, 2 Door, 36x48x22 | 1 | CC | Standing height under counter base sink cabinet with solid hinged doors. Also referred to as a double-door sink cabinet. For general purpose use throughout the facility where a sink is to be used. Coordinate actual clear cabinet dimension with the actual outside dimension of sink that is specified to ensure that they are compatible.
CS200 | Sink, SS, Single Compartment, 12x28x16 ID | 1 | CC | Single compartment stainless steel sink, drop-in, self-rimming, ledge-type, connected with a drain and provided with a mixing faucet. It shall also be provided with pre-punched fixture holes on 4" center, integral back ledge to accommodate deck-mounted fixtures, brushed/polished interior and top surfaces, and sound deadened. Recommended for use in suspended or U/C/B sink cabinets having a high plastic laminate or Chemsurf laminate countertop/work surface. Coordinate actual outside sink dimensions with the actual clear dimension of cabinet specified to ensure that they are compatible. For general purpose use throughout the facility.
CT050 | Countertop, Stainless Steel | 1 | CC | Stainless steel countertop (composition of heavy-gauge Type No. 304 stainless steel) having a smooth satin finish and integral 4" backsplash/curb. Also referred to as a corrosion-resistant steel work surface or work top. Available in various depths. Used in areas where excellent ease of cleaning, abrasion resistance, bacteria resistance, impact resistance, load capacity and moisture resistance, are of concern. Pricing based upon a 24" depth.
F2020 | Can, Trash, 44 Gallon | 1 | VV | Forty four (44) gallon trash can, 32" high X 24" diameter, with lid. Used to collect and transport refuse from a point of origin to point of disposal (example: from soiled utility or a nursing unit to the trash compactor at housekeeping).
P2000 | Eyewash, Wall Mounted, Hands-Free | 1 | CC | Wall mounted emergency eye wash station. The flow of water from the unit is activated by hand. Upon initiation of water flow the unit will operate hands free to provide streams of water to clear foreign particles or dilute caustic liquids from the eyes in emergency situations. Used in laboratories and areas of the hospital where employees are subject to foreign bodies or liquid material to the eyes.
P2450 | Valve, Mixing, Thermostatic | 1 | CC | Thermostatic mixing valve with washout hose. Used with portable whirlpool equipment. Thermostatic valve is used to maintain temperature between 70 and 110 degree Fahrenheit, with a flow rate of 20 gallons a minute. The washout hose assembly is used to wash out tanks after treatment. Used in physical therapy department to provide comfortable water temperature for patient treatments.
P3100 | Lavatory, Vitreous China, Slab Type | 1 | CC | Wall mounted, slab type, vitreous china, lavatory (approximate bowl size 7"x15"x10") with: faucet holes on 4" centers; gooseneck spout; wrist blade handles; and grid strainer. It shall be suitable for use in clinics, offices, washrooms or patient care area.
30 - SB743 - 16-Bed / 20-Bed MH PCU Soiled Utility Room, Lgstcs Svc | 30 - SB743 - 16-Bed / 20-Bed MH PCU Soiled Utility Room, Lgstcs Svc | 30 - SB743 - 16-Bed / 20-Bed MH PCU Soiled Utility Room, Lgstcs Svc | 30 - SB743 - 16-Bed / 20-Bed MH PCU Soiled Utility Room, Lgstcs Svc | 30 - SB743 - 16-Bed / 20-Bed MH PCU Soiled Utility Room, Lgstcs Svc
JSN | NAME | QTY | ACQ/INS | DESCRIPTION
A1012 | Telephone, Wall Mounted, 1 Line | 1 | VV | Telephone, wall mounted, 1 line.
A5075 | Dispenser, Soap, Disposable | 1 | VV | Disposable soap dispenser. One-handed dispensing operation. Designed to accommodate disposable soap cartridge and valve.
A5077 | Dispenser, Hand Sanitizer, Hands-Free | 1 | VV | A touch free wall-mounted hand sanitizer dispenser. For use throughout a healthcare facility. Unit does not include the sanitizing liquid. Units are battery operated.
A5080 | Dispenser, Paper Towel, SS, Surface Mounted | 1 | CC | A surface mounted, satin finish stainless steel, single-fold, paper towel dispenser. Dispenser features: tumbler lock; front hinged at bottom; and refill indicator slot. Minimum capacity 400 single-fold paper towels. For general purpose use throughout the facility.
A5106 | Waste Disposal Unit, Sharps w/Glove Dispenser | 1 | VV | The unit is designed for the disposal of sharps and complies with OSHA guidelines for the handling of sharps. It shall house a 5 quart container and be capable of being mounted on a wall. It shall have a glove dispenser attached. The unit shall be secured by a locked enclosure.
C04F0 | Cabinet, U/C/B, 1 Shelf, 2 Half DR, 2 DO, 36x36x22 | 1 | CC | Standing height under counter base cabinet with an adjustable shelf and two half width drawers above solid hinged doors. Also referred to as a combination cabinet or a drawer and cupboard cabinet. For general purpose use throughout the facility.
C05P0 | Cabinet, Sink, U/C/B, 2 Door, 36x48x22 | 1 | CC | Standing height under counter base sink cabinet with solid hinged doors. Also referred to as a double-door sink cabinet. For general purpose use throughout the facility where a sink is to be used. Coordinate actual clear cabinet dimension with the actual outside dimension of sink that is specified to ensure that they are compatible.
CS200 | Sink, SS, Single Compartment, 12x28x16 ID | 1 | CC | Single compartment stainless steel sink, drop-in, self-rimming, ledge-type, connected with a drain and provided with a mixing faucet. It shall also be provided with pre-punched fixture holes on 4" center, integral back ledge to accommodate deck-mounted fixtures, brushed/polished interior and top surfaces, and sound deadened. Recommended for use in suspended or U/C/B sink cabinets having a high plastic laminate or Chemsurf laminate countertop/work surface. Coordinate actual outside sink dimensions with the actual clear dimension of cabinet specified to ensure that they are compatible. For general purpose use throughout the facility.
CT050 | Countertop, Stainless Steel | 1 | CC | Stainless steel countertop (composition of heavy-gauge Type No. 304 stainless steel) having a smooth satin finish and integral 4" backsplash/curb. Also referred to as a corrosion-resistant steel work surface or work top. Available in various depths. Used in areas where excellent ease of cleaning, abrasion resistance, bacteria resistance, impact resistance, load capacity and moisture resistance, are of concern. Pricing based upon a 24" depth.
F2020 | Can, Trash, 44 Gallon | 1 | VV | Forty four (44) gallon trash can, 32" high X 24" diameter, with lid. Used to collect and transport refuse from a point of origin to point of disposal (example: from soiled utility or a nursing unit to the trash compactor at housekeeping).
P2000 | Eyewash, Wall Mounted, Hands-Free | 1 | CC | Wall mounted emergency eye wash station. The flow of water from the unit is activated by hand. Upon initiation of water flow the unit will operate hands free to provide streams of water to clear foreign particles or dilute caustic liquids from the eyes in emergency situations. Used in laboratories and areas of the hospital where employees are subject to foreign bodies or liquid material to the eyes.
P2450 | Valve, Mixing, Thermostatic | 1 | CC | Thermostatic mixing valve with washout hose. Used with portable whirlpool equipment. Thermostatic valve is used to maintain temperature between 70 and 110 degree Fahrenheit, with a flow rate of 20 gallons a minute. The washout hose assembly is used to wash out tanks after treatment. Used in physical therapy department to provide comfortable water temperature for patient treatments.
P3100 | Lavatory, Vitreous China, Slab Type | 1 | CC | Wall mounted, slab type, vitreous china, lavatory (approximate bowl size 7"x15"x10") with: faucet holes on 4" centers; gooseneck spout; wrist blade handles; and grid strainer. It shall be suitable for use in clinics, offices, washrooms or patient care area.
6 - PATIENT CARE UNIT (PCU) CLINICAL STAFF AREA | 6 - PATIENT CARE UNIT (PCU) CLINICAL STAFF AREA | 6 - PATIENT CARE UNIT (PCU) CLINICAL STAFF AREA | 6 - PATIENT CARE UNIT (PCU) CLINICAL STAFF AREA | 6 - PATIENT CARE UNIT (PCU) CLINICAL STAFF AREA
1 - SS203 - MH PCU Nurse Manager Office, Stff Sprt | 1 - SS203 - MH PCU Nurse Manager Office, Stff Sprt | 1 - SS203 - MH PCU Nurse Manager Office, Stff Sprt | 1 - SS203 - MH PCU Nurse Manager Office, Stff Sprt | 1 - SS203 - MH PCU Nurse Manager Office, Stff Sprt
JSN | NAME | QTY | ACQ/INS | DESCRIPTION
A1010 | Telecommunication Outlet | 2 | VV | Telecommunication outlet location.
A1015 | Telephone, Desk, Multiple Line | 1 | VV | Telephone, desk, multiple line.
A5145 | Hook, Garment, Double, SS, Surface Mounted | 2 | CC | A surface mounted, satin finish stainless steel, double garment hook. Equipped with a concealed mounting bracket that is secured to a concealed wall plate. For general purpose use throughout the facility to hang various items of apparel.
E0078 | Workstation, L-Shaped w/Peninsula, Free Std, 78x72 | 1 | VV | This section will provide a whole work station typical to quickly plan work areas in clinical or administrative spaces. There will be a price decrease if typical work stations are used with vertical hanging strips instead of panels. THIS TYPICAL INCLUDES: 4 standard solid panels; 2 panel connectors, 2-way corner; 1 panel-to-panel connector; 2 finished end hardware; 1 cantilevered work surface; 1 peninsula work surface; 2 lockable flipper units; 2 shelf, storage/display; 2 lights; 1 tack board, 48"W; 1 tool rail, 30"W; 1 paper tray; 1 diagonal tray; 1 adjustable keyboard tray; 1 mobile pedestal, box/file.
F0110 | Bookcase, 3 Shelf | 1 | VV | Freestanding open metal shelf book case, approximately 60" high X 36" wide X 18" deep with three (3) adjustable shelves and four (4) non-marking floor glides.
F0205 | Chair, Side With Arms | 2 | VV | Upholstered side chair, 32" high X 21" wide X 23" deep with arms, padded seats and padded backs. Seat height is a minimum of 17". Available with or without sled base.
F0275 | Chair, Swivel, High Back | 1 | VV | Highback contemporary swivel chair, 41" high X 23" wide X 23" deep with five (5) caster swivel base and arms. Chair may be used at desks or in conference rooms. Back and seat are foam padded and upholstered with either woven textile fabric or vinyl.
F0420 | Cabinet, Filing, Lateral, Half Height | 1 | VV | Half height two (2) or three (3) drawer lateral filing cabinet, 28" high X 42" wide X 18" deep with recessed handles, locking device and drawer label holders. Drawers are adaptable to either letter or legal size materials.
F2000 | Basket, Wastepaper, Fire Resistant | 1 | VV | Wastepaper basket, fire resistant, approximately 40 quart capacity. This unit is used to collect and temporarily store small quantities of paper refuse in patient rooms, administrative areas and nursing stations. Size and shape varies depending on the application and manufacturer selected.
F3200 | Clock, Battery, 12" Diameter | 1 | VV | Clock, 12" diameter. Round surface, easy to read numbers with sweep second hand. Wall mounted unit for use when impractical to install a fully synchronized clock system. Battery operated, (batteries not included).
M1801 | Computer, Microprocessing, w/Flat Panel Monitor | 1 | VV | Desk top microprocessing computer. The unit shall consist of a central processing mini tower, flat panel monitor, keyboard, mouse and speakers. The system shall have the following minimum characteristics: a 2.8 GHz Pentium processor; 512 MB memory; 80GB hard drive; 32/48x CD-ROMDVD combo; 1.44MB network interface card; video 32 MB NVIDIA; a 18 inch flat panel monitor. The computer is used throughout the facility to input, manipulate and retrieve information.
2 - SS205 - MH PCU Assistant Nurse Manager Office, Stff Sprt | 2 - SS205 - MH PCU Assistant Nurse Manager Office, Stff Sprt | 2 - SS205 - MH PCU Assistant Nurse Manager Office, Stff Sprt | 2 - SS205 - MH PCU Assistant Nurse Manager Office, Stff Sprt | 2 - SS205 - MH PCU Assistant Nurse Manager Office, Stff Sprt
JSN | NAME | QTY | ACQ/INS | DESCRIPTION
A1015 | Telephone, Desk, Multiple Line | 1 | VV | Telephone, desk, multiple line.
E0123 | Workstation, Straight, Free Standing, 72" W | 1 | VV | This JSN will provide a whole work station typical to quickly plan work in areas in clinical or administrative spaces. There will be a price decrease if typical work stations are used with vertical hanging strips instead of panels. THIS TYPICAL INCLUDES: 4 Standard Solid Panels 2 Panel Connectors, 2-Way Corner 1 Panel-to-Panel Connector 2 Finished End Hardware 1 Cantilevered, Work Surface 2 Lockable Flipper Units 2 Shelf, Storage/Displays 2 Lights 1 Tack board 1 Tool Rail 1 Paper Tray 1 Diagonal Tray 1 Adjustable Keyboard Tray 1 Mobile Pedestal, Box/File
F0275 | Chair, Swivel, High Back | 1 | VV | Highback contemporary swivel chair, 41" high X 23" wide X 23" deep with five (5) caster swivel base and arms. Chair may be used at desks or in conference rooms. Back and seat are foam padded and upholstered with either woven textile fabric or vinyl.
F0420 | Cabinet, Filing, Lateral, Half Height | 1 | VV | Half height two (2) or three (3) drawer lateral filing cabinet, 28" high X 42" wide X 18" deep with recessed handles, locking device and drawer label holders. Drawers are adaptable to either letter or legal size materials.
F2000 | Basket, Wastepaper, Fire Resistant | 1 | VV | Wastepaper basket, fire resistant, approximately 40 quart capacity. This unit is used to collect and temporarily store small quantities of paper refuse in patient rooms, administrative areas and nursing stations. Size and shape varies depending on the application and manufacturer selected.
M1801 | Computer, Microprocessing, w/Flat Panel Monitor | 1 | VV | Desk top microprocessing computer. The unit shall consist of a central processing mini tower, flat panel monitor, keyboard, mouse and speakers. The system shall have the following minimum characteristics: a 2.8 GHz Pentium processor; 512 MB memory; 80GB hard drive; 32/48x CD-ROMDVD combo; 1.44MB network interface card; video 32 MB NVIDIA; a 18 inch flat panel monitor. The computer is used throughout the facility to input, manipulate and retrieve information.
3 - IMH91 - 8-Bed / 12-Bed Nurse Station, MH PCU | 3 - IMH91 - 8-Bed / 12-Bed Nurse Station, MH PCU | 3 - IMH91 - 8-Bed / 12-Bed Nurse Station, MH PCU | 3 - IMH91 - 8-Bed / 12-Bed Nurse Station, MH PCU | 3 - IMH91 - 8-Bed / 12-Bed Nurse Station, MH PCU
JSN | NAME | QTY | ACQ/INS | DESCRIPTION
A1010 | Telecommunication Outlet | 4 | VV | Telecommunication outlet location.
A1015 | Telephone, Desk, Multiple Line | 2 | VV | Telephone, desk, multiple line.
E0418 | Nurse Station, Medium, Free Standing | 1 | VV | Nurse station typicals have non-powered steel frames with a pre-installed metal junction box for user defined electrical solutions. Data modules and low voltage cabling can be routed freely within the frame. Electrical and/or data devices are not provided with the nurse station. Panel inserts are available in fabric, painted metal, tackable, acoustical, paper management, rail, glass, open and electrical/data accessible styles. Typicals include panel inserts for both sides of the steel frame. All electrical connections must be made by an electrical contractor. THIS TYPICAL INCLUDES: 5 steel frames, 70"H x 24"W; 1 steel frame, 70"H x 48"W; 2 steel frames, 38"W x 48"W; 4 steel frames, 38"H x 24"W; 1 steel frame w/low access, 38"H x 48"W; 2 frame connectors, 3-way corner, 70"H; 1 frame connector, 2-way corner, 38"H; 2 frame connectors, 135 degree, 2-way, 38"H; 9 finished end hardware; 6 frame-to-frame connectors; 3 cantilevered work surface, 48"W; 2 cantilevered, work surface, 72"W; 1 cantilevered low access work surface, 135 degree, 48"W; 2 pedestal box/box/files; 2 panel inserts, painted metal, 8"H x 24"W; 50 panel inserts, painted metal, 16"H x 24"W; 10 panel inserts, painted metal, 16"H x 48"W; 2 panel inserts, painted metal, 20"H x 48"W : 2 panel inserts, tackable, 16"H x 24"W; 2 panel inserts, paper mgmt., 8"H x 48"W; 1 countertop w/light support assembly, 16"D x 14'-0"L; 18 paper tray, 10"W; 2 chart shelf, pass-thru, 24"W; 2 chart shelf, pass-thru, 48"W.
F0280 | Chair, Swivel, Low Back | 2 | VV | Low back contemporary swivel chair, 37" high X 25" wide X 31" deep with a five (5) caster swivel base, arms and foam padded seat and back upholstered with either woven textile fabric or vinyl.
F2000 | Basket, Wastepaper, Fire Resistant | 1 | VV | Wastepaper basket, fire resistant, approximately 40 quart capacity. This unit is used to collect and temporarily store small quantities of paper refuse in patient rooms, administrative areas and nursing stations. Size and shape varies depending on the application and manufacturer selected.
F3050 | Whiteboard, Dry Erase | 1 | VV | Whiteboard unit, approximately 36" H x 48" W consisting of a white porcelain enamel writing surface with an attached chalk tray. Magnetic surface available. Image can be easily removed with a standard chalkboard eraser. For use with water color pens. Unit is ready to hang.
F3200 | Clock, Battery, 12" Diameter | 1 | VV | Clock, 12" diameter. Round surface, easy to read numbers with sweep second hand. Wall mounted unit for use when impractical to install a fully synchronized clock system. Battery operated, (batteries not included).
M1801 | Computer, Microprocessing, w/Flat Panel Monitor | 2 | VV | Desk top microprocessing computer. The unit shall consist of a central processing mini tower, flat panel monitor, keyboard, mouse and speakers. The system shall have the following minimum characteristics: a 2.8 GHz Pentium processor; 512 MB memory; 80GB hard drive; 32/48x CD-ROMDVD combo; 1.44MB network interface card; video 32 MB NVIDIA; a 18 inch flat panel monitor. The computer is used throughout the facility to input, manipulate and retrieve information.
4 - IMH91 - 16-bed / 20-bed Nurse Station, MH PCU | 4 - IMH91 - 16-bed / 20-bed Nurse Station, MH PCU | 4 - IMH91 - 16-bed / 20-bed Nurse Station, MH PCU | 4 - IMH91 - 16-bed / 20-bed Nurse Station, MH PCU | 4 - IMH91 - 16-bed / 20-bed Nurse Station, MH PCU
JSN | NAME | QTY | ACQ/INS | DESCRIPTION
A1010 | Telecommunication Outlet | 4 | VV | Telecommunication outlet location.
A1015 | Telephone, Desk, Multiple Line | 2 | VV | Telephone, desk, multiple line.
E0418 | Nurse Station, Medium, Free Standing | 1 | VV | Nurse station typicals have non-powered steel frames with a pre-installed metal junction box for user defined electrical solutions. Data modules and low voltage cabling can be routed freely within the frame. Electrical and/or data devices are not provided with the nurse station. Panel inserts are available in fabric, painted metal, tackable, acoustical, paper management, rail, glass, open and electrical/data accessible styles. Typicals include panel inserts for both sides of the steel frame. All electrical connections must be made by an electrical contractor. THIS TYPICAL INCLUDES: 5 steel frames, 70"H x 24"W; 1 steel frame, 70"H x 48"W; 2 steel frames, 38"W x 48"W; 4 steel frames, 38"H x 24"W; 1 steel frame w/low access, 38"H x 48"W; 2 frame connectors, 3-way corner, 70"H; 1 frame connector, 2-way corner, 38"H; 2 frame connectors, 135 degree, 2-way, 38"H; 9 finished end hardware; 6 frame-to-frame connectors; 3 cantilevered work surface, 48"W; 2 cantilevered, work surface, 72"W; 1 cantilevered low access work surface, 135 degree, 48"W; 2 pedestal box/box/files; 2 panel inserts, painted metal, 8"H x 24"W; 50 panel inserts, painted metal, 16"H x 24"W; 10 panel inserts, painted metal, 16"H x 48"W; 2 panel inserts, painted metal, 20"H x 48"W : 2 panel inserts, tackable, 16"H x 24"W; 2 panel inserts, paper mgmt., 8"H x 48"W; 1 countertop w/light support assembly, 16"D x 14'-0"L; 18 paper tray, 10"W; 2 chart shelf, pass-thru, 24"W; 2 chart shelf, pass-thru, 48"W.
F0280 | Chair, Swivel, Low Back | 2 | VV | Low back contemporary swivel chair, 37" high X 25" wide X 31" deep with a five (5) caster swivel base, arms and foam padded seat and back upholstered with either woven textile fabric or vinyl.
F2000 | Basket, Wastepaper, Fire Resistant | 1 | VV | Wastepaper basket, fire resistant, approximately 40 quart capacity. This unit is used to collect and temporarily store small quantities of paper refuse in patient rooms, administrative areas and nursing stations. Size and shape varies depending on the application and manufacturer selected.
F3050 | Whiteboard, Dry Erase | 1 | VV | Whiteboard unit, approximately 36" H x 48" W consisting of a white porcelain enamel writing surface with an attached chalk tray. Magnetic surface available. Image can be easily removed with a standard chalkboard eraser. For use with water color pens. Unit is ready to hang.
F3200 | Clock, Battery, 12" Diameter | 1 | VV | Clock, 12" diameter. Round surface, easy to read numbers with sweep second hand. Wall mounted unit for use when impractical to install a fully synchronized clock system. Battery operated, (batteries not included).
M1801 | Computer, Microprocessing, w/Flat Panel Monitor | 2 | VV | Desk top microprocessing computer. The unit shall consist of a central processing mini tower, flat panel monitor, keyboard, mouse and speakers. The system shall have the following minimum characteristics: a 2.8 GHz Pentium processor; 512 MB memory; 80GB hard drive; 32/48x CD-ROMDVD combo; 1.44MB network interface card; video 32 MB NVIDIA; a 18 inch flat panel monitor. The computer is used throughout the facility to input, manipulate and retrieve information.
5 - SC231 - 8-Bed / 12-Bed MH PCU Nurse Workroom, Clncl Sprt | 5 - SC231 - 8-Bed / 12-Bed MH PCU Nurse Workroom, Clncl Sprt | 5 - SC231 - 8-Bed / 12-Bed MH PCU Nurse Workroom, Clncl Sprt | 5 - SC231 - 8-Bed / 12-Bed MH PCU Nurse Workroom, Clncl Sprt | 5 - SC231 - 8-Bed / 12-Bed MH PCU Nurse Workroom, Clncl Sprt
JSN | NAME | QTY | ACQ/INS | DESCRIPTION
A1010 | Telecommunication Outlet | 3 | VV | Telecommunication outlet location.
A1015 | Telephone, Desk, Multiple Line | 3 | VV | Telephone, desk, multiple line.
E0042 | Workcenter, Computer, Free Standing, 48" W | 3 | VV | THIS TYPICAL INCLUDES: 1 Tool Rail 2 Paper Tray 1 Diagonal Tray 1 Freestanding Work Surface 1 Mobile Pedestal, Box/File 1 Adjustable Keyboard Tray
F0275 | Chair, Swivel, High Back | 3 | VV | Highback contemporary swivel chair, 41" high X 23" wide X 23" deep with five (5) caster swivel base and arms. Chair may be used at desks or in conference rooms. Back and seat are foam padded and upholstered with either woven textile fabric or vinyl.
F2000 | Basket, Wastepaper, Fire Resistant | 3 | VV | Wastepaper basket, fire resistant, approximately 40 quart capacity. This unit is used to collect and temporarily store small quantities of paper refuse in patient rooms, administrative areas and nursing stations. Size and shape varies depending on the application and manufacturer selected.
F3200 | Clock, Battery, 12" Diameter | 1 | VV | Clock, 12" diameter. Round surface, easy to read numbers with sweep second hand. Wall mounted unit for use when impractical to install a fully synchronized clock system. Battery operated, (batteries not included).
M1801 | Computer, Microprocessing, w/Flat Panel Monitor | 3 | VV | Desk top microprocessing computer. The unit shall consist of a central processing mini tower, flat panel monitor, keyboard, mouse and speakers. The system shall have the following minimum characteristics: a 2.8 GHz Pentium processor; 512 MB memory; 80GB hard drive; 32/48x CD-ROMDVD combo; 1.44MB network interface card; video 32 MB NVIDIA; a 18 inch flat panel monitor. The computer is used throughout the facility to input, manipulate and retrieve information.
6 - SC231 - 16-Bed / 20-Bed MH PCU Nurse Workroom, Clncl Sprt | 6 - SC231 - 16-Bed / 20-Bed MH PCU Nurse Workroom, Clncl Sprt | 6 - SC231 - 16-Bed / 20-Bed MH PCU Nurse Workroom, Clncl Sprt | 6 - SC231 - 16-Bed / 20-Bed MH PCU Nurse Workroom, Clncl Sprt | 6 - SC231 - 16-Bed / 20-Bed MH PCU Nurse Workroom, Clncl Sprt
JSN | NAME | QTY | ACQ/INS | DESCRIPTION
A1010 | Telecommunication Outlet | 3 | VV | Telecommunication outlet location.
A1015 | Telephone, Desk, Multiple Line | 3 | VV | Telephone, desk, multiple line.
E0042 | Workcenter, Computer, Free Standing, 48" W | 3 | VV | THIS TYPICAL INCLUDES: 1 Tool Rail 2 Paper Tray 1 Diagonal Tray 1 Freestanding Work Surface 1 Mobile Pedestal, Box/File 1 Adjustable Keyboard Tray
F0275 | Chair, Swivel, High Back | 3 | VV | Highback contemporary swivel chair, 41" high X 23" wide X 23" deep with five (5) caster swivel base and arms. Chair may be used at desks or in conference rooms. Back and seat are foam padded and upholstered with either woven textile fabric or vinyl.
F2000 | Basket, Wastepaper, Fire Resistant | 3 | VV | Wastepaper basket, fire resistant, approximately 40 quart capacity. This unit is used to collect and temporarily store small quantities of paper refuse in patient rooms, administrative areas and nursing stations. Size and shape varies depending on the application and manufacturer selected.
F3200 | Clock, Battery, 12" Diameter | 1 | VV | Clock, 12" diameter. Round surface, easy to read numbers with sweep second hand. Wall mounted unit for use when impractical to install a fully synchronized clock system. Battery operated, (batteries not included).
M1801 | Computer, Microprocessing, w/Flat Panel Monitor | 3 | VV | Desk top microprocessing computer. The unit shall consist of a central processing mini tower, flat panel monitor, keyboard, mouse and speakers. The system shall have the following minimum characteristics: a 2.8 GHz Pentium processor; 512 MB memory; 80GB hard drive; 32/48x CD-ROMDVD combo; 1.44MB network interface card; video 32 MB NVIDIA; a 18 inch flat panel monitor. The computer is used throughout the facility to input, manipulate and retrieve information.
7 - SV583 - MH PCU Medication Room, Pharm Svc | 7 - SV583 - MH PCU Medication Room, Pharm Svc | 7 - SV583 - MH PCU Medication Room, Pharm Svc | 7 - SV583 - MH PCU Medication Room, Pharm Svc | 7 - SV583 - MH PCU Medication Room, Pharm Svc
JSN | NAME | QTY | ACQ/INS | DESCRIPTION
A1010 | Telecommunication Outlet | 2 | VV | Telecommunication outlet location.
A1014 | Telephone, Wall Mounted, 1 Line, With Speaker | 1 | VV | Telephone, wall mounted, 1 line, with speaker.
A5075 | Dispenser, Soap, Disposable | 1 | VV | Disposable soap dispenser. One-handed dispensing operation. Designed to accommodate disposable soap cartridge and valve.
A5077 | Dispenser, Hand Sanitizer, Hands-Free | 1 | VV | A touch free wall-mounted hand sanitizer dispenser. For use throughout a healthcare facility. Unit does not include the sanitizing liquid. Units are battery operated.
A5082 | Dispenser, Paper Towel, Sensor, Hands Free | 1 | CC | A surface mounted, sensor activated, automatic, roll paper towel dispenser. The unit dispenses a paper towel automatically only when hands are place in position below the dispenser for maximum sanitation and hygiene. May include adjustable settings for sheet length, time delay, and sensor range. Unit is battery operated or with optional AC power adapter.
A5107 | Dispenser, Glove, Surgical/Examination, Wall Mntd | 1 | VV | Examination three (Small Medium, Large) glove dispenser box for wall mounting. Fabricated of either cold rolled steel with a white baked enamel finish, plastic or acrylic. Hardware not included, Option 3 powder coated steel.
A5108 | Waste Disposal Unit, Sharps | 1 | VV | A container for collecting and transporting syringes and other sharps for decontamination and disposal. Available in 2 gallon and 8 gallon with locking rotor. Complies with OSHA regulations for handling sharps.
A5145 | Hook, Garment, Double, SS, Surface Mounted | 1 | CC | A surface mounted, satin finish stainless steel, double garment hook. Equipped with a concealed mounting bracket that is secured to a concealed wall plate. For general purpose use throughout the facility to hang various items of apparel.
C03G0 | Cabinet, U/C/B, 2 Shelf, 2 Door, 36x30x22 | 1 | CC | Standing height under counter base cabinet with two adjustable shelves and two solid hinged doors. Also referred to as a cupboard cabinet. For general purpose use throughout the facility.
C04Q0 | Cabinet, ADA Sink, Wall-Mounted | 1 | CC | Wall mounted sink support cabinet for drop-in sink with vertical fascia and angled ADA profile, also referred to as ADA sink cabinet. Removable front panel to permit access to plumbing. Medium density M-3 particle board core construction faced with high pressure vertical grade decorative plastic laminate on exposed surfaces and melamine on semi-exposed and concealed surfaces; plastic laminate edge banding. Includes all attaching hardware including support rail.
CD030 | Cabinet, W/H, 2 Shelf, 2 DO, Sloping Top, 38x30x13 | 2 | CC | Wall hung steel cabinet with two adjustable shelves, solid hinged doors, and sloping top. Also referred to as a solid hinged double door wall case. For general purpose use throughout the facility.
CS070 | Sink, SS, Single Compartment, 7.5x16x16 ID | 1 | CC | Single compartment stainless steel sink, drop-in, self-rimming, ledge-type, connected with a drain and provided with a mixing faucet. It shall also be provided with pre-punched fixture holes on 4" center, integral back ledge to accommodate deck-mounted fixtures, brushed/polished interior and top surfaces, and sound deadened. Recommended for use in suspended or U/C/B sink cabinets having a high plastic laminate or Chemsurf laminate countertop/work surface. Coordinate actual outside sink dimensions with the actual clear dimension of cabinet specified to ensure that they are compatible. For general purpose use throughout the facility.
CT020 | Countertop, Solid Surface | 1 | CC | A solid, nonporous countertop with a smooth seamless appearance. Easy to clean and maintain and with proper cleaning does not support the growth of mold. An acrylic-based solid surface product. Standard thickness of 1", and a 4" butt backsplash/curb. Also referred to as a work surface or work top. Available in a choice of colors and depths. Used in lab and other hospital areas requiring optimum physical and chemical resisting properties.
E0945 | Cart, Computer, Mobile | 1 | VV | A mobile computer cart for use throughout the facility. The cart dimensions will be approximately 45" H x 30" W x 22" D with casters. May include drawers and miscellaneous other accessories that will be determined at time of purchase. This Typical may include: 1 Cart Body, w/Computer Support, Style-A Narrow, w/Raised Edge Top 1 Flip-Up Shelf 1 Sharps Container Holder 1 Wastebasket 1 Chart Holder 2 Drawers, 3"H 2 Drawers, 6"H 3 Accessory Rail, Side Drawer Organizer Bins
F2010 | Basket, Wastepaper, Step-On | 1 | VV | "Step-on" wastepaper basket with inner liner and foot petal activated flip top.
F3050 | Whiteboard, Dry Erase | 1 | VV | Whiteboard unit, approximately 36" H x 48" W consisting of a white porcelain enamel writing surface with an attached chalk tray. Magnetic surface available. Image can be easily removed with a standard chalkboard eraser. For use with water color pens. Unit is ready to hang.
F3200 | Clock, Battery, 12" Diameter | 1 | VV | Clock, 12" diameter. Round surface, easy to read numbers with sweep second hand. Wall mounted unit for use when impractical to install a fully synchronized clock system. Battery operated, (batteries not included).
M1801 | Computer, Microprocessing, w/Flat Panel Monitor | 1 | VV | Desk top microprocessing computer. The unit shall consist of a central processing mini tower, flat panel monitor, keyboard, mouse and speakers. The system shall have the following minimum characteristics: a 2.8 GHz Pentium processor; 512 MB memory; 80GB hard drive; 32/48x CD-ROMDVD combo; 1.44MB network interface card; video 32 MB NVIDIA; a 18 inch flat panel monitor. The computer is used throughout the facility to input, manipulate and retrieve information.
M3150 | Distribution System, Medication, Automatic | 1 | VV | An automated dispensing system that provides controlled dispensing, inventory and security. Size and cost will vary dependent on number of modules selected.
P1965 | Eyewash, Eye/Face, Sink Mounted, Hands-free | 1 | CC | A sink mounted eyewash station. The unit is designed for emergency eye and face rinsing from soft flow dual spray-heads. The Flow must be activated by the single momentary action and remain on until terminated.
R6200 | Refrigerator, U/C or F/S, 5 Cu Ft | 1 | VV | Utility refrigerator approximately 35" H x 24" W x 26" D. The unit has a two tray ice cube cooling system. The refrigerator fits standard architectural dimensions for undercounter installation. The unit is perfect for use in nurses' station, wards, and laboratories, pharmacies or wherever space is limited.
8 - SC243 - 8-Bed / 12-Bed MH PCU Team Room, Clncl Sprt | 8 - SC243 - 8-Bed / 12-Bed MH PCU Team Room, Clncl Sprt | 8 - SC243 - 8-Bed / 12-Bed MH PCU Team Room, Clncl Sprt | 8 - SC243 - 8-Bed / 12-Bed MH PCU Team Room, Clncl Sprt | 8 - SC243 - 8-Bed / 12-Bed MH PCU Team Room, Clncl Sprt
JSN | NAME | QTY | ACQ/INS | DESCRIPTION
A1010 | Telecommunication Outlet | 3 | VV | Telecommunication outlet location.
A1012 | Telephone, Wall Mounted, 1 Line | 1 | VV | Telephone, wall mounted, 1 line.
A5077 | Dispenser, Hand Sanitizer, Hands-Free | 1 | VV | A touch free wall-mounted hand sanitizer dispenser. For use throughout a healthcare facility. Unit does not include the sanitizing liquid. Units are battery operated.
A5145 | Hook, Garment, Double, SS, Surface Mounted | 1 | CC | A surface mounted, satin finish stainless steel, double garment hook. Equipped with a concealed mounting bracket that is secured to a concealed wall plate. For general purpose use throughout the facility to hang various items of apparel.
F0115 | Bookcase, Open, 5 Shelf | 1 | VV | Freestanding open shelf bookcase, approximately 82" high X 37" wide X 18" deep with 5 (five) adjustable shelves. Unit can be separate or part of a system with available add-on shelving.
F0220 | Chair, Conference | 4 | VV | Conference chair designed to complement the executive furniture package selected. Foam rubber cushioned seats and backs covered with either woven fabric or vinyl. Base with 5 (five) swivel casters.
F0405 | Cabinet, Filing, Full Height, 4-5 Drawer | 1 | VV | Four (4) or five (5) drawer letter size, vertical filing cabinet, 53" high X 15" wide X 29" deep with locking device. Each drawer has label holder, handle and roller cradle.
F0750 | Table, Office, (size as required) | 4 | VV | Office table, sized as required. May be used as either a four (4) to six (6) person conference table or as an extra work surface area.
F2000 | Basket, Wastepaper, Fire Resistant | 1 | VV | Wastepaper basket, fire resistant, approximately 40 quart capacity. This unit is used to collect and temporarily store small quantities of paper refuse in patient rooms, administrative areas and nursing stations. Size and shape varies depending on the application and manufacturer selected.
F3055 | Whiteboard, With Sliding Panels. | 1 | VV | Standard installations consist of sliding panels and a fixed back panel with the choice of chalkboard, markerboard, bulletin board, or a combination of these choices.
F3200 | Clock, Battery, 12" Diameter | 1 | VV | Clock, 12" diameter. Round surface, easy to read numbers with sweep second hand. Wall mounted unit for use when impractical to install a fully synchronized clock system. Battery operated, (batteries not included).
9 - SC243 - 16-Bed / 20-Bed MH PCU Team Room, Clncl Sprt | 9 - SC243 - 16-Bed / 20-Bed MH PCU Team Room, Clncl Sprt | 9 - SC243 - 16-Bed / 20-Bed MH PCU Team Room, Clncl Sprt | 9 - SC243 - 16-Bed / 20-Bed MH PCU Team Room, Clncl Sprt | 9 - SC243 - 16-Bed / 20-Bed MH PCU Team Room, Clncl Sprt
JSN | NAME | QTY | ACQ/INS | DESCRIPTION
A1010 | Telecommunication Outlet | 3 | VV | Telecommunication outlet location.
A1012 | Telephone, Wall Mounted, 1 Line | 1 | VV | Telephone, wall mounted, 1 line.
A5077 | Dispenser, Hand Sanitizer, Hands-Free | 1 | VV | A touch free wall-mounted hand sanitizer dispenser. For use throughout a healthcare facility. Unit does not include the sanitizing liquid. Units are battery operated.
A5145 | Hook, Garment, Double, SS, Surface Mounted | 1 | CC | A surface mounted, satin finish stainless steel, double garment hook. Equipped with a concealed mounting bracket that is secured to a concealed wall plate. For general purpose use throughout the facility to hang various items of apparel.
F0115 | Bookcase, Open, 5 Shelf | 1 | VV | Freestanding open shelf bookcase, approximately 82" high X 37" wide X 18" deep with 5 (five) adjustable shelves. Unit can be separate or part of a system with available add-on shelving.
F0220 | Chair, Conference | 4 | VV | Conference chair designed to complement the executive furniture package selected. Foam rubber cushioned seats and backs covered with either woven fabric or vinyl. Base with 5 (five) swivel casters.
F0405 | Cabinet, Filing, Full Height, 4-5 Drawer | 1 | VV | Four (4) or five (5) drawer letter size, vertical filing cabinet, 53" high X 15" wide X 29" deep with locking device. Each drawer has label holder, handle and roller cradle.
F0750 | Table, Office, (size as required) | 4 | VV | Office table, sized as required. May be used as either a four (4) to six (6) person conference table or as an extra work surface area.
F2000 | Basket, Wastepaper, Fire Resistant | 1 | VV | Wastepaper basket, fire resistant, approximately 40 quart capacity. This unit is used to collect and temporarily store small quantities of paper refuse in patient rooms, administrative areas and nursing stations. Size and shape varies depending on the application and manufacturer selected.
F3055 | Whiteboard, With Sliding Panels. | 1 | VV | Standard installations consist of sliding panels and a fixed back panel with the choice of chalkboard, markerboard, bulletin board, or a combination of these choices.
F3200 | Clock, Battery, 12" Diameter | 1 | VV | Clock, 12" diameter. Round surface, easy to read numbers with sweep second hand. Wall mounted unit for use when impractical to install a fully synchronized clock system. Battery operated, (batteries not included).
10 - SS205 - MH PCU Unit Clerk Office, Stff Sprt | 10 - SS205 - MH PCU Unit Clerk Office, Stff Sprt | 10 - SS205 - MH PCU Unit Clerk Office, Stff Sprt | 10 - SS205 - MH PCU Unit Clerk Office, Stff Sprt | 10 - SS205 - MH PCU Unit Clerk Office, Stff Sprt
JSN | NAME | QTY | ACQ/INS | DESCRIPTION
A1015 | Telephone, Desk, Multiple Line | 1 | VV | Telephone, desk, multiple line.
E0123 | Workstation, Straight, Free Standing, 72" W | 1 | VV | This JSN will provide a whole work station typical to quickly plan work in areas in clinical or administrative spaces. There will be a price decrease if typical work stations are used with vertical hanging strips instead of panels. THIS TYPICAL INCLUDES: 4 Standard Solid Panels 2 Panel Connectors, 2-Way Corner 1 Panel-to-Panel Connector 2 Finished End Hardware 1 Cantilevered, Work Surface 2 Lockable Flipper Units 2 Shelf, Storage/Displays 2 Lights 1 Tack board 1 Tool Rail 1 Paper Tray 1 Diagonal Tray 1 Adjustable Keyboard Tray 1 Mobile Pedestal, Box/File
F0275 | Chair, Swivel, High Back | 1 | VV | Highback contemporary swivel chair, 41" high X 23" wide X 23" deep with five (5) caster swivel base and arms. Chair may be used at desks or in conference rooms. Back and seat are foam padded and upholstered with either woven textile fabric or vinyl.
F0420 | Cabinet, Filing, Lateral, Half Height | 1 | VV | Half height two (2) or three (3) drawer lateral filing cabinet, 28" high X 42" wide X 18" deep with recessed handles, locking device and drawer label holders. Drawers are adaptable to either letter or legal size materials.
F2000 | Basket, Wastepaper, Fire Resistant | 1 | VV | Wastepaper basket, fire resistant, approximately 40 quart capacity. This unit is used to collect and temporarily store small quantities of paper refuse in patient rooms, administrative areas and nursing stations. Size and shape varies depending on the application and manufacturer selected.
M1801 | Computer, Microprocessing, w/Flat Panel Monitor | 1 | VV | Desk top microprocessing computer. The unit shall consist of a central processing mini tower, flat panel monitor, keyboard, mouse and speakers. The system shall have the following minimum characteristics: a 2.8 GHz Pentium processor; 512 MB memory; 80GB hard drive; 32/48x CD-ROMDVD combo; 1.44MB network interface card; video 32 MB NVIDIA; a 18 inch flat panel monitor. The computer is used throughout the facility to input, manipulate and retrieve information.
11 - SS262 - 8-Bed MH PCU Clinical Staff Breakroom, Stff Sprt | 11 - SS262 - 8-Bed MH PCU Clinical Staff Breakroom, Stff Sprt | 11 - SS262 - 8-Bed MH PCU Clinical Staff Breakroom, Stff Sprt | 11 - SS262 - 8-Bed MH PCU Clinical Staff Breakroom, Stff Sprt | 11 - SS262 - 8-Bed MH PCU Clinical Staff Breakroom, Stff Sprt
JSN | NAME | QTY | ACQ/INS | DESCRIPTION
A1010 | Telecommunication Outlet | 1 | VV | Telecommunication outlet location.
A1012 | Telephone, Wall Mounted, 1 Line | 1 | VV | Telephone, wall mounted, 1 line.
A1080 | Mirror, Posture, Wall Mounted | 1 | CC | Wall mounted posture mirror. Consists of a 1/4" plate glass in a sturdy corrosion resistant frame with water proof back. For educational and therapy programs.
A5075 | Dispenser, Soap, Disposable | 1 | VV | Disposable soap dispenser. One-handed dispensing operation. Designed to accommodate disposable soap cartridge and valve.
A5080 | Dispenser, Paper Towel, SS, Surface Mounted | 1 | CC | A surface mounted, satin finish stainless steel, single-fold, paper towel dispenser. Dispenser features: tumbler lock; front hinged at bottom; and refill indicator slot. Minimum capacity 400 single-fold paper towels. For general purpose use throughout the facility.
A5145 | Hook, Garment, Double, SS, Surface Mounted | 1 | CC | A surface mounted, satin finish stainless steel, double garment hook. Equipped with a concealed mounting bracket that is secured to a concealed wall plate. For general purpose use throughout the facility to hang various items of apparel.
A5210 | Bracket, Television, Wall Mounted, w/Adjust Arm | 1 | VV | Wall mounted television bracket with adjustable arm. Consists of movable arm with minimum 120 degree swivel. Designed for holding wall mounted, flat panel television units in patient rooms.
A5220 | Bracket, Television, Wall Backing | 1 | CC | Wall mounted television bracket backing which provides additional support and strength for the installation of the television bracket. Option available for interior or exterior plate and sized for 12” 16” or 24” stud spacing.
C02C0 | Cabinet, U/C/B, 1 Shelf, 1 Drawer, 1 DO, 36x24x22 | 1 | CC | Standing height under counter base cabinet with an adjustable shelf and a full width drawer above a solid right or left-hinged door (appropriate door hinge configuration to be indicated on equipment elevation drawings). Also referred to as a combination cabinet or a drawer and cupboard cabinet. For general purpose use throughout the facility.
C02D0 | Cabinet, U/C/B, 4 Drawer, 36x24x22 | 1 | CC | Standing height under counter base cabinet with four full width drawers of equal height. Also referred to as a drawer cabinet. For general purpose use throughout the facility.
C04P0 | Cabinet, Sink, U/C/B, 2 Door, 36x36x22 | 1 | CC | Standing height under counter base sink cabinet with solid hinged doors. Also referred to as a double-door sink cabinet. For general purpose use throughout the facility where a sink is to be used. Coordinate actual clear cabinet dimension with the actual outside dimension of sink that is specified to ensure that they are compatible.
CB020 | Cabinet, W/H, 2 Shelf, 1 DO, Sloping Top, 38x24x13 | 2 | CC | Wall hung cabinet with two adjustable shelves, solid right or left-hinged door (appropriate door hinge configuration to be indicated on equipment elevation drawings), and sloping top. Also referred to as a solid hinged single door case. For general purpose use throughout the facility.
CS010 | Sink, SS, Single Compartment, 7.5x12x12 ID | 1 | CC | Single compartment stainless steel sink, drop-in, self-rimming, ledge-type, connected with a drain and provided with a mixing faucet. It shall also be provided with pre-punched fixture holes on 4" center, integral back ledge to accommodate deck-mounted fixtures, brushed/polished interior and top surfaces, and sound deadened. Recommended for use in suspended or U/C/B sink cabinets having a high plastic laminate or Chemsurf laminate countertop/work surface. For general purpose use throughout the facility.
CT020 | Countertop, Solid Surface | 7 | CC | A solid, nonporous countertop with a smooth seamless appearance. Easy to clean and maintain and with proper cleaning does not support the growth of mold. An acrylic-based solid surface product. Standard thickness of 1", and a 4" butt backsplash/curb. Also referred to as a work surface or work top. Available in a choice of colors and depths. Used in lab and other hospital areas requiring optimum physical and chemical resisting properties.
F0225 | Chair, Dining Room | 4 | VV | Dining room chair with glides. Chair has straight legs with cushioned cloth or vinyl seat.
F0795 | Table, Dining | 1 | VV | Dining table. Round 42" diameter or square 42" X 42". Used in dining facilities and can comfortably seat up to four (4) persons.
F2015 | Basket, Wastepaper, Metal/Plastic,2 Swinging Doors | 1 | VV | Metal receptacle for soiled / used towels or waste. Equipped with a removable tapered top with two independently operating self-closing, spring hinged doors. Used in public facilities for the collection and temporary storage of refuse.
F3065 | Whiteboard/Bulletin Board, Combination | 1 | VV | A combination whiteboard and bulletin board, half LCS and half cork. Available with either aluminum or wood frame. It can be used in patient rooms or in any appropriate space in the facility.
F3200 | Clock, Battery, 12" Diameter | 1 | VV | Clock, 12" diameter. Round surface, easy to read numbers with sweep second hand. Wall mounted unit for use when impractical to install a fully synchronized clock system. Battery operated, (batteries not included).
K1552 | Brewer, Coffee, Auto, Elect, 3 Burner, Front/Back | 1 | VV | Space saving front to back automatic coffee maker. This unit includes a heating tank, connection for a cold water supply, decanter service with three burners, funnel and a water flow controller. The unit is used for semi-automatic coffee brewing in cafeterias and commercial institutions. The unit automatically shuts off the water flow when enough has passed through to fill the pot. The unit is normally provided plumbed with a hot water faucet to the side for making other hot drinks (tea, cider, cocoa, etc.). The database height dimension does not include the clearance for coffee decanters warming on the upper burners.
K4665 | Oven, Microwave, Consumer | 1 | VV | Counter mounted microwave oven for average duty use. The exterior cabinet can be metal or heavy duty impact resistant plastic. The oven delivers instant energy for rapid heating, defrosting or prime cooking. The oven has touch pad controls, digital timer, power level selector and preprogrammed selectors for commonly cooked items. This oven is commonly found in staff lounges.
M0515 | Television, HD, 40" Class | 1 | VV | High definition (HDTV) multimedia flat panel LED 40" class display television. The TV will have a 16:9 wide screen aspect ratio, minimum of 1920 x 1080 display resolution, digital tuner, minimum refresh rate of 60Hz, minimum of two HDMI ports and 1 USB port ENERGY STAR certified.
R7250 | Refrigerator/Freezer, 20 Cubic Feet | 1 | VV | Refrigerator/freezer unit. This type unit includes a food saver system that helps keep food fresher. It also includes roll out wheels and is equipped for an optional automatic icemaker. This unit is of commercial or residential design and use.
12 - SS262 - 12-Bed MH PCU Clinical Staff Breakroom, Stff Sprt | 12 - SS262 - 12-Bed MH PCU Clinical Staff Breakroom, Stff Sprt | 12 - SS262 - 12-Bed MH PCU Clinical Staff Breakroom, Stff Sprt | 12 - SS262 - 12-Bed MH PCU Clinical Staff Breakroom, Stff Sprt | 12 - SS262 - 12-Bed MH PCU Clinical Staff Breakroom, Stff Sprt
JSN | NAME | QTY | ACQ/INS | DESCRIPTION
A1010 | Telecommunication Outlet | 1 | VV | Telecommunication outlet location.
A1012 | Telephone, Wall Mounted, 1 Line | 1 | VV | Telephone, wall mounted, 1 line.
A1080 | Mirror, Posture, Wall Mounted | 1 | CC | Wall mounted posture mirror. Consists of a 1/4" plate glass in a sturdy corrosion resistant frame with water proof back. For educational and therapy programs.
A5075 | Dispenser, Soap, Disposable | 1 | VV | Disposable soap dispenser. One-handed dispensing operation. Designed to accommodate disposable soap cartridge and valve.
A5080 | Dispenser, Paper Towel, SS, Surface Mounted | 1 | CC | A surface mounted, satin finish stainless steel, single-fold, paper towel dispenser. Dispenser features: tumbler lock; front hinged at bottom; and refill indicator slot. Minimum capacity 400 single-fold paper towels. For general purpose use throughout the facility.
A5145 | Hook, Garment, Double, SS, Surface Mounted | 1 | CC | A surface mounted, satin finish stainless steel, double garment hook. Equipped with a concealed mounting bracket that is secured to a concealed wall plate. For general purpose use throughout the facility to hang various items of apparel.
A5210 | Bracket, Television, Wall Mounted, w/Adjust Arm | 1 | VV | Wall mounted television bracket with adjustable arm. Consists of movable arm with minimum 120 degree swivel. Designed for holding wall mounted, flat panel television units in patient rooms.
A5220 | Bracket, Television, Wall Backing | 1 | CC | Wall mounted television bracket backing which provides additional support and strength for the installation of the television bracket. Option available for interior or exterior plate and sized for 12” 16” or 24” stud spacing.
C02C0 | Cabinet, U/C/B, 1 Shelf, 1 Drawer, 1 DO, 36x24x22 | 1 | CC | Standing height under counter base cabinet with an adjustable shelf and a full width drawer above a solid right or left-hinged door (appropriate door hinge configuration to be indicated on equipment elevation drawings). Also referred to as a combination cabinet or a drawer and cupboard cabinet. For general purpose use throughout the facility.
C02D0 | Cabinet, U/C/B, 4 Drawer, 36x24x22 | 1 | CC | Standing height under counter base cabinet with four full width drawers of equal height. Also referred to as a drawer cabinet. For general purpose use throughout the facility.
C04P0 | Cabinet, Sink, U/C/B, 2 Door, 36x36x22 | 1 | CC | Standing height under counter base sink cabinet with solid hinged doors. Also referred to as a double-door sink cabinet. For general purpose use throughout the facility where a sink is to be used. Coordinate actual clear cabinet dimension with the actual outside dimension of sink that is specified to ensure that they are compatible.
CB020 | Cabinet, W/H, 2 Shelf, 1 DO, Sloping Top, 38x24x13 | 2 | CC | Wall hung cabinet with two adjustable shelves, solid right or left-hinged door (appropriate door hinge configuration to be indicated on equipment elevation drawings), and sloping top. Also referred to as a solid hinged single door case. For general purpose use throughout the facility.
CS010 | Sink, SS, Single Compartment, 7.5x12x12 ID | 1 | CC | Single compartment stainless steel sink, drop-in, self-rimming, ledge-type, connected with a drain and provided with a mixing faucet. It shall also be provided with pre-punched fixture holes on 4" center, integral back ledge to accommodate deck-mounted fixtures, brushed/polished interior and top surfaces, and sound deadened. Recommended for use in suspended or U/C/B sink cabinets having a high plastic laminate or Chemsurf laminate countertop/work surface. For general purpose use throughout the facility.
CT020 | Countertop, Solid Surface | 7 | CC | A solid, nonporous countertop with a smooth seamless appearance. Easy to clean and maintain and with proper cleaning does not support the growth of mold. An acrylic-based solid surface product. Standard thickness of 1", and a 4" butt backsplash/curb. Also referred to as a work surface or work top. Available in a choice of colors and depths. Used in lab and other hospital areas requiring optimum physical and chemical resisting properties.
F0225 | Chair, Dining Room | 4 | VV | Dining room chair with glides. Chair has straight legs with cushioned cloth or vinyl seat.
F0795 | Table, Dining | 1 | VV | Dining table. Round 42" diameter or square 42" X 42". Used in dining facilities and can comfortably seat up to four (4) persons.
F2015 | Basket, Wastepaper, Metal/Plastic,2 Swinging Doors | 1 | VV | Metal receptacle for soiled / used towels or waste. Equipped with a removable tapered top with two independently operating self-closing, spring hinged doors. Used in public facilities for the collection and temporary storage of refuse.
F3065 | Whiteboard/Bulletin Board, Combination | 1 | VV | A combination whiteboard and bulletin board, half LCS and half cork. Available with either aluminum or wood frame. It can be used in patient rooms or in any appropriate space in the facility.
F3200 | Clock, Battery, 12" Diameter | 1 | VV | Clock, 12" diameter. Round surface, easy to read numbers with sweep second hand. Wall mounted unit for use when impractical to install a fully synchronized clock system. Battery operated, (batteries not included).
K1552 | Brewer, Coffee, Auto, Elect, 3 Burner, Front/Back | 1 | VV | Space saving front to back automatic coffee maker. This unit includes a heating tank, connection for a cold water supply, decanter service with three burners, funnel and a water flow controller. The unit is used for semi-automatic coffee brewing in cafeterias and commercial institutions. The unit automatically shuts off the water flow when enough has passed through to fill the pot. The unit is normally provided plumbed with a hot water faucet to the side for making other hot drinks (tea, cider, cocoa, etc.). The database height dimension does not include the clearance for coffee decanters warming on the upper burners.
K4665 | Oven, Microwave, Consumer | 1 | VV | Counter mounted microwave oven for average duty use. The exterior cabinet can be metal or heavy duty impact resistant plastic. The oven delivers instant energy for rapid heating, defrosting or prime cooking. The oven has touch pad controls, digital timer, power level selector and preprogrammed selectors for commonly cooked items. This oven is commonly found in staff lounges.
M0515 | Television, HD, 40" Class | 1 | VV | High definition (HDTV) multimedia flat panel LED 40" class display television. The TV will have a 16:9 wide screen aspect ratio, minimum of 1920 x 1080 display resolution, digital tuner, minimum refresh rate of 60Hz, minimum of two HDMI ports and 1 USB port ENERGY STAR certified.
R7250 | Refrigerator/Freezer, 20 Cubic Feet | 1 | VV | Refrigerator/freezer unit. This type unit includes a food saver system that helps keep food fresher. It also includes roll out wheels and is equipped for an optional automatic icemaker. This unit is of commercial or residential design and use.
13 - SS262 - 16-Bed MH PCU Clinical Staff Breakroom, Stff Sprt | 13 - SS262 - 16-Bed MH PCU Clinical Staff Breakroom, Stff Sprt | 13 - SS262 - 16-Bed MH PCU Clinical Staff Breakroom, Stff Sprt | 13 - SS262 - 16-Bed MH PCU Clinical Staff Breakroom, Stff Sprt | 13 - SS262 - 16-Bed MH PCU Clinical Staff Breakroom, Stff Sprt
JSN | NAME | QTY | ACQ/INS | DESCRIPTION
A1010 | Telecommunication Outlet | 1 | VV | Telecommunication outlet location.
A1012 | Telephone, Wall Mounted, 1 Line | 1 | VV | Telephone, wall mounted, 1 line.
A1080 | Mirror, Posture, Wall Mounted | 1 | CC | Wall mounted posture mirror. Consists of a 1/4" plate glass in a sturdy corrosion resistant frame with water proof back. For educational and therapy programs.
A5075 | Dispenser, Soap, Disposable | 1 | VV | Disposable soap dispenser. One-handed dispensing operation. Designed to accommodate disposable soap cartridge and valve.
A5080 | Dispenser, Paper Towel, SS, Surface Mounted | 1 | CC | A surface mounted, satin finish stainless steel, single-fold, paper towel dispenser. Dispenser features: tumbler lock; front hinged at bottom; and refill indicator slot. Minimum capacity 400 single-fold paper towels. For general purpose use throughout the facility.
A5145 | Hook, Garment, Double, SS, Surface Mounted | 1 | CC | A surface mounted, satin finish stainless steel, double garment hook. Equipped with a concealed mounting bracket that is secured to a concealed wall plate. For general purpose use throughout the facility to hang various items of apparel.
A5210 | Bracket, Television, Wall Mounted, w/Adjust Arm | 1 | VV | Wall mounted television bracket with adjustable arm. Consists of movable arm with minimum 120 degree swivel. Designed for holding wall mounted, flat panel television units in patient rooms.
A5220 | Bracket, Television, Wall Backing | 1 | CC | Wall mounted television bracket backing which provides additional support and strength for the installation of the television bracket. Option available for interior or exterior plate and sized for 12” 16” or 24” stud spacing.
C02C0 | Cabinet, U/C/B, 1 Shelf, 1 Drawer, 1 DO, 36x24x22 | 1 | CC | Standing height under counter base cabinet with an adjustable shelf and a full width drawer above a solid right or left-hinged door (appropriate door hinge configuration to be indicated on equipment elevation drawings). Also referred to as a combination cabinet or a drawer and cupboard cabinet. For general purpose use throughout the facility.
C02D0 | Cabinet, U/C/B, 4 Drawer, 36x24x22 | 1 | CC | Standing height under counter base cabinet with four full width drawers of equal height. Also referred to as a drawer cabinet. For general purpose use throughout the facility.
C04P0 | Cabinet, Sink, U/C/B, 2 Door, 36x36x22 | 1 | CC | Standing height under counter base sink cabinet with solid hinged doors. Also referred to as a double-door sink cabinet. For general purpose use throughout the facility where a sink is to be used. Coordinate actual clear cabinet dimension with the actual outside dimension of sink that is specified to ensure that they are compatible.
CB020 | Cabinet, W/H, 2 Shelf, 1 DO, Sloping Top, 38x24x13 | 2 | CC | Wall hung cabinet with two adjustable shelves, solid right or left-hinged door (appropriate door hinge configuration to be indicated on equipment elevation drawings), and sloping top. Also referred to as a solid hinged single door case. For general purpose use throughout the facility.
CS010 | Sink, SS, Single Compartment, 7.5x12x12 ID | 1 | CC | Single compartment stainless steel sink, drop-in, self-rimming, ledge-type, connected with a drain and provided with a mixing faucet. It shall also be provided with pre-punched fixture holes on 4" center, integral back ledge to accommodate deck-mounted fixtures, brushed/polished interior and top surfaces, and sound deadened. Recommended for use in suspended or U/C/B sink cabinets having a high plastic laminate or Chemsurf laminate countertop/work surface. For general purpose use throughout the facility.
CT020 | Countertop, Solid Surface | 7 | CC | A solid, nonporous countertop with a smooth seamless appearance. Easy to clean and maintain and with proper cleaning does not support the growth of mold. An acrylic-based solid surface product. Standard thickness of 1", and a 4" butt backsplash/curb. Also referred to as a work surface or work top. Available in a choice of colors and depths. Used in lab and other hospital areas requiring optimum physical and chemical resisting properties.
F0225 | Chair, Dining Room | 4 | VV | Dining room chair with glides. Chair has straight legs with cushioned cloth or vinyl seat.
F0795 | Table, Dining | 1 | VV | Dining table. Round 42" diameter or square 42" X 42". Used in dining facilities and can comfortably seat up to four (4) persons.
F2015 | Basket, Wastepaper, Metal/Plastic,2 Swinging Doors | 1 | VV | Metal receptacle for soiled / used towels or waste. Equipped with a removable tapered top with two independently operating self-closing, spring hinged doors. Used in public facilities for the collection and temporary storage of refuse.
F3065 | Whiteboard/Bulletin Board, Combination | 1 | VV | A combination whiteboard and bulletin board, half LCS and half cork. Available with either aluminum or wood frame. It can be used in patient rooms or in any appropriate space in the facility.
F3200 | Clock, Battery, 12" Diameter | 1 | VV | Clock, 12" diameter. Round surface, easy to read numbers with sweep second hand. Wall mounted unit for use when impractical to install a fully synchronized clock system. Battery operated, (batteries not included).
K1552 | Brewer, Coffee, Auto, Elect, 3 Burner, Front/Back | 1 | VV | Space saving front to back automatic coffee maker. This unit includes a heating tank, connection for a cold water supply, decanter service with three burners, funnel and a water flow controller. The unit is used for semi-automatic coffee brewing in cafeterias and commercial institutions. The unit automatically shuts off the water flow when enough has passed through to fill the pot. The unit is normally provided plumbed with a hot water faucet to the side for making other hot drinks (tea, cider, cocoa, etc.). The database height dimension does not include the clearance for coffee decanters warming on the upper burners.
K4665 | Oven, Microwave, Consumer | 1 | VV | Counter mounted microwave oven for average duty use. The exterior cabinet can be metal or heavy duty impact resistant plastic. The oven delivers instant energy for rapid heating, defrosting or prime cooking. The oven has touch pad controls, digital timer, power level selector and preprogrammed selectors for commonly cooked items. This oven is commonly found in staff lounges.
M0515 | Television, HD, 40" Class | 1 | VV | High definition (HDTV) multimedia flat panel LED 40" class display television. The TV will have a 16:9 wide screen aspect ratio, minimum of 1920 x 1080 display resolution, digital tuner, minimum refresh rate of 60Hz, minimum of two HDMI ports and 1 USB port ENERGY STAR certified.
R7250 | Refrigerator/Freezer, 20 Cubic Feet | 1 | VV | Refrigerator/freezer unit. This type unit includes a food saver system that helps keep food fresher. It also includes roll out wheels and is equipped for an optional automatic icemaker. This unit is of commercial or residential design and use.
14 - SS262 - 20-Bed MH PCU Clinical Staff Breakroom, Stff Sprt | 14 - SS262 - 20-Bed MH PCU Clinical Staff Breakroom, Stff Sprt | 14 - SS262 - 20-Bed MH PCU Clinical Staff Breakroom, Stff Sprt | 14 - SS262 - 20-Bed MH PCU Clinical Staff Breakroom, Stff Sprt | 14 - SS262 - 20-Bed MH PCU Clinical Staff Breakroom, Stff Sprt
JSN | NAME | QTY | ACQ/INS | DESCRIPTION
A1010 | Telecommunication Outlet | 1 | VV | Telecommunication outlet location.
A1012 | Telephone, Wall Mounted, 1 Line | 1 | VV | Telephone, wall mounted, 1 line.
A1080 | Mirror, Posture, Wall Mounted | 1 | CC | Wall mounted posture mirror. Consists of a 1/4" plate glass in a sturdy corrosion resistant frame with water proof back. For educational and therapy programs.
A5075 | Dispenser, Soap, Disposable | 1 | VV | Disposable soap dispenser. One-handed dispensing operation. Designed to accommodate disposable soap cartridge and valve.
A5080 | Dispenser, Paper Towel, SS, Surface Mounted | 1 | CC | A surface mounted, satin finish stainless steel, single-fold, paper towel dispenser. Dispenser features: tumbler lock; front hinged at bottom; and refill indicator slot. Minimum capacity 400 single-fold paper towels. For general purpose use throughout the facility.
A5145 | Hook, Garment, Double, SS, Surface Mounted | 1 | CC | A surface mounted, satin finish stainless steel, double garment hook. Equipped with a concealed mounting bracket that is secured to a concealed wall plate. For general purpose use throughout the facility to hang various items of apparel.
A5210 | Bracket, Television, Wall Mounted, w/Adjust Arm | 1 | VV | Wall mounted television bracket with adjustable arm. Consists of movable arm with minimum 120 degree swivel. Designed for holding wall mounted, flat panel television units in patient rooms.
A5220 | Bracket, Television, Wall Backing | 1 | CC | Wall mounted television bracket backing which provides additional support and strength for the installation of the television bracket. Option available for interior or exterior plate and sized for 12” 16” or 24” stud spacing.
C02C0 | Cabinet, U/C/B, 1 Shelf, 1 Drawer, 1 DO, 36x24x22 | 1 | CC | Standing height under counter base cabinet with an adjustable shelf and a full width drawer above a solid right or left-hinged door (appropriate door hinge configuration to be indicated on equipment elevation drawings). Also referred to as a combination cabinet or a drawer and cupboard cabinet. For general purpose use throughout the facility.
C02D0 | Cabinet, U/C/B, 4 Drawer, 36x24x22 | 1 | CC | Standing height under counter base cabinet with four full width drawers of equal height. Also referred to as a drawer cabinet. For general purpose use throughout the facility.
C04P0 | Cabinet, Sink, U/C/B, 2 Door, 36x36x22 | 1 | CC | Standing height under counter base sink cabinet with solid hinged doors. Also referred to as a double-door sink cabinet. For general purpose use throughout the facility where a sink is to be used. Coordinate actual clear cabinet dimension with the actual outside dimension of sink that is specified to ensure that they are compatible.
CB020 | Cabinet, W/H, 2 Shelf, 1 DO, Sloping Top, 38x24x13 | 2 | CC | Wall hung cabinet with two adjustable shelves, solid right or left-hinged door (appropriate door hinge configuration to be indicated on equipment elevation drawings), and sloping top. Also referred to as a solid hinged single door case. For general purpose use throughout the facility.
CS010 | Sink, SS, Single Compartment, 7.5x12x12 ID | 1 | CC | Single compartment stainless steel sink, drop-in, self-rimming, ledge-type, connected with a drain and provided with a mixing faucet. It shall also be provided with pre-punched fixture holes on 4" center, integral back ledge to accommodate deck-mounted fixtures, brushed/polished interior and top surfaces, and sound deadened. Recommended for use in suspended or U/C/B sink cabinets having a high plastic laminate or Chemsurf laminate countertop/work surface. For general purpose use throughout the facility.
CT020 | Countertop, Solid Surface | 7 | CC | A solid, nonporous countertop with a smooth seamless appearance. Easy to clean and maintain and with proper cleaning does not support the growth of mold. An acrylic-based solid surface product. Standard thickness of 1", and a 4" butt backsplash/curb. Also referred to as a work surface or work top. Available in a choice of colors and depths. Used in lab and other hospital areas requiring optimum physical and chemical resisting properties.
F0225 | Chair, Dining Room | 4 | VV | Dining room chair with glides. Chair has straight legs with cushioned cloth or vinyl seat.
F0795 | Table, Dining | 1 | VV | Dining table. Round 42" diameter or square 42" X 42". Used in dining facilities and can comfortably seat up to four (4) persons.
F2015 | Basket, Wastepaper, Metal/Plastic,2 Swinging Doors | 1 | VV | Metal receptacle for soiled / used towels or waste. Equipped with a removable tapered top with two independently operating self-closing, spring hinged doors. Used in public facilities for the collection and temporary storage of refuse.
F3065 | Whiteboard/Bulletin Board, Combination | 1 | VV | A combination whiteboard and bulletin board, half LCS and half cork. Available with either aluminum or wood frame. It can be used in patient rooms or in any appropriate space in the facility.
F3200 | Clock, Battery, 12" Diameter | 1 | VV | Clock, 12" diameter. Round surface, easy to read numbers with sweep second hand. Wall mounted unit for use when impractical to install a fully synchronized clock system. Battery operated, (batteries not included).
K1552 | Brewer, Coffee, Auto, Elect, 3 Burner, Front/Back | 1 | VV | Space saving front to back automatic coffee maker. This unit includes a heating tank, connection for a cold water supply, decanter service with three burners, funnel and a water flow controller. The unit is used for semi-automatic coffee brewing in cafeterias and commercial institutions. The unit automatically shuts off the water flow when enough has passed through to fill the pot. The unit is normally provided plumbed with a hot water faucet to the side for making other hot drinks (tea, cider, cocoa, etc.). The database height dimension does not include the clearance for coffee decanters warming on the upper burners.
K4665 | Oven, Microwave, Consumer | 1 | VV | Counter mounted microwave oven for average duty use. The exterior cabinet can be metal or heavy duty impact resistant plastic. The oven delivers instant energy for rapid heating, defrosting or prime cooking. The oven has touch pad controls, digital timer, power level selector and preprogrammed selectors for commonly cooked items. This oven is commonly found in staff lounges.
M0515 | Television, HD, 40" Class | 1 | VV | High definition (HDTV) multimedia flat panel LED 40" class display television. The TV will have a 16:9 wide screen aspect ratio, minimum of 1920 x 1080 display resolution, digital tuner, minimum refresh rate of 60Hz, minimum of two HDMI ports and 1 USB port ENERGY STAR certified.
R7250 | Refrigerator/Freezer, 20 Cubic Feet | 1 | VV | Refrigerator/freezer unit. This type unit includes a food saver system that helps keep food fresher. It also includes roll out wheels and is equipped for an optional automatic icemaker. This unit is of commercial or residential design and use.
15 - SS282 - 8-Bed MH PCU Clinical Staff Locker Room, Stff Sprt | 15 - SS282 - 8-Bed MH PCU Clinical Staff Locker Room, Stff Sprt | 15 - SS282 - 8-Bed MH PCU Clinical Staff Locker Room, Stff Sprt | 15 - SS282 - 8-Bed MH PCU Clinical Staff Locker Room, Stff Sprt | 15 - SS282 - 8-Bed MH PCU Clinical Staff Locker Room, Stff Sprt
JSN | NAME | QTY | ACQ/INS | DESCRIPTION
A1010 | Telecommunication Outlet | 1 | VV | Telecommunication outlet location.
A1012 | Telephone, Wall Mounted, 1 Line | 1 | VV | Telephone, wall mounted, 1 line.
A1030 | Locker, 2 Person, Over/Under | 8 | VV | Two person locker, double tier, 72Hx12Wx18D. This unit includes hooks for coats and hats. Door equipped with safety guard handles. Designed for storage of coats, hats, and other personal belongings. Other width and depths are available.
A1080 | Mirror, Posture, Wall Mounted | 1 | CC | Wall mounted posture mirror. Consists of a 1/4" plate glass in a sturdy corrosion resistant frame with water proof back. For educational and therapy programs.
A5020 | Bench, Locker Room, Floor Mounted | 1 | CC | Locker room bench. Floor mounting -1-1/4" thick. Benches are sanded smooth with two coats of moisture-resistant sealer to ensure a protective, satin gloss surface, and mounted on strong steel pedestal anchored to the floor. Over all height of 18" includes pedestal. Size as required.
F2000 | Basket, Wastepaper, Fire Resistant | 1 | VV | Wastepaper basket, fire resistant, approximately 40 quart capacity. This unit is used to collect and temporarily store small quantities of paper refuse in patient rooms, administrative areas and nursing stations. Size and shape varies depending on the application and manufacturer selected.
F3200 | Clock, Battery, 12" Diameter | 1 | VV | Clock, 12" diameter. Round surface, easy to read numbers with sweep second hand. Wall mounted unit for use when impractical to install a fully synchronized clock system. Battery operated, (batteries not included).
16 - SS282 - 12-Bed MH PCU Clinical Staff Locker Room, Stff Sprt | 16 - SS282 - 12-Bed MH PCU Clinical Staff Locker Room, Stff Sprt | 16 - SS282 - 12-Bed MH PCU Clinical Staff Locker Room, Stff Sprt | 16 - SS282 - 12-Bed MH PCU Clinical Staff Locker Room, Stff Sprt | 16 - SS282 - 12-Bed MH PCU Clinical Staff Locker Room, Stff Sprt
JSN | NAME | QTY | ACQ/INS | DESCRIPTION
A1010 | Telecommunication Outlet | 1 | VV | Telecommunication outlet location.
A1012 | Telephone, Wall Mounted, 1 Line | 1 | VV | Telephone, wall mounted, 1 line.
A1030 | Locker, 2 Person, Over/Under | 8 | VV | Two person locker, double tier, 72Hx12Wx18D. This unit includes hooks for coats and hats. Door equipped with safety guard handles. Designed for storage of coats, hats, and other personal belongings. Other width and depths are available.
A1080 | Mirror, Posture, Wall Mounted | 1 | CC | Wall mounted posture mirror. Consists of a 1/4" plate glass in a sturdy corrosion resistant frame with water proof back. For educational and therapy programs.
A5020 | Bench, Locker Room, Floor Mounted | 1 | CC | Locker room bench. Floor mounting -1-1/4" thick. Benches are sanded smooth with two coats of moisture-resistant sealer to ensure a protective, satin gloss surface, and mounted on strong steel pedestal anchored to the floor. Over all height of 18" includes pedestal. Size as required.
F2000 | Basket, Wastepaper, Fire Resistant | 1 | VV | Wastepaper basket, fire resistant, approximately 40 quart capacity. This unit is used to collect and temporarily store small quantities of paper refuse in patient rooms, administrative areas and nursing stations. Size and shape varies depending on the application and manufacturer selected.
F3200 | Clock, Battery, 12" Diameter | 1 | VV | Clock, 12" diameter. Round surface, easy to read numbers with sweep second hand. Wall mounted unit for use when impractical to install a fully synchronized clock system. Battery operated, (batteries not included).
17 - SS282 - 16-Bed MH PCU Clinical Staff Locker Room, Stff Sprt | 17 - SS282 - 16-Bed MH PCU Clinical Staff Locker Room, Stff Sprt | 17 - SS282 - 16-Bed MH PCU Clinical Staff Locker Room, Stff Sprt | 17 - SS282 - 16-Bed MH PCU Clinical Staff Locker Room, Stff Sprt | 17 - SS282 - 16-Bed MH PCU Clinical Staff Locker Room, Stff Sprt
JSN | NAME | QTY | ACQ/INS | DESCRIPTION
A1010 | Telecommunication Outlet | 1 | VV | Telecommunication outlet location.
A1012 | Telephone, Wall Mounted, 1 Line | 1 | VV | Telephone, wall mounted, 1 line.
A1030 | Locker, 2 Person, Over/Under | 8 | VV | Two person locker, double tier, 72Hx12Wx18D. This unit includes hooks for coats and hats. Door equipped with safety guard handles. Designed for storage of coats, hats, and other personal belongings. Other width and depths are available.
A1080 | Mirror, Posture, Wall Mounted | 1 | CC | Wall mounted posture mirror. Consists of a 1/4" plate glass in a sturdy corrosion resistant frame with water proof back. For educational and therapy programs.
A5020 | Bench, Locker Room, Floor Mounted | 1 | CC | Locker room bench. Floor mounting -1-1/4" thick. Benches are sanded smooth with two coats of moisture-resistant sealer to ensure a protective, satin gloss surface, and mounted on strong steel pedestal anchored to the floor. Over all height of 18" includes pedestal. Size as required.
F2000 | Basket, Wastepaper, Fire Resistant | 1 | VV | Wastepaper basket, fire resistant, approximately 40 quart capacity. This unit is used to collect and temporarily store small quantities of paper refuse in patient rooms, administrative areas and nursing stations. Size and shape varies depending on the application and manufacturer selected.
F3200 | Clock, Battery, 12" Diameter | 1 | VV | Clock, 12" diameter. Round surface, easy to read numbers with sweep second hand. Wall mounted unit for use when impractical to install a fully synchronized clock system. Battery operated, (batteries not included).
18 - SS282 - 20-Bed MH PCU Clinical Staff Locker Room, Stff Sprt | 18 - SS282 - 20-Bed MH PCU Clinical Staff Locker Room, Stff Sprt | 18 - SS282 - 20-Bed MH PCU Clinical Staff Locker Room, Stff Sprt | 18 - SS282 - 20-Bed MH PCU Clinical Staff Locker Room, Stff Sprt | 18 - SS282 - 20-Bed MH PCU Clinical Staff Locker Room, Stff Sprt
JSN | NAME | QTY | ACQ/INS | DESCRIPTION
A1010 | Telecommunication Outlet | 1 | VV | Telecommunication outlet location.
A1012 | Telephone, Wall Mounted, 1 Line | 1 | VV | Telephone, wall mounted, 1 line.
A1030 | Locker, 2 Person, Over/Under | 8 | VV | Two person locker, double tier, 72Hx12Wx18D. This unit includes hooks for coats and hats. Door equipped with safety guard handles. Designed for storage of coats, hats, and other personal belongings. Other width and depths are available.
A1080 | Mirror, Posture, Wall Mounted | 1 | CC | Wall mounted posture mirror. Consists of a 1/4" plate glass in a sturdy corrosion resistant frame with water proof back. For educational and therapy programs.
A5020 | Bench, Locker Room, Floor Mounted | 1 | CC | Locker room bench. Floor mounting -1-1/4" thick. Benches are sanded smooth with two coats of moisture-resistant sealer to ensure a protective, satin gloss surface, and mounted on strong steel pedestal anchored to the floor. Over all height of 18" includes pedestal. Size as required.
F2000 | Basket, Wastepaper, Fire Resistant | 1 | VV | Wastepaper basket, fire resistant, approximately 40 quart capacity. This unit is used to collect and temporarily store small quantities of paper refuse in patient rooms, administrative areas and nursing stations. Size and shape varies depending on the application and manufacturer selected.
F3200 | Clock, Battery, 12" Diameter | 1 | VV | Clock, 12" diameter. Round surface, easy to read numbers with sweep second hand. Wall mounted unit for use when impractical to install a fully synchronized clock system. Battery operated, (batteries not included).
19 - SB191 - MH PCU Clinical Staff Toilet, Clncl Sprt | 19 - SB191 - MH PCU Clinical Staff Toilet, Clncl Sprt | 19 - SB191 - MH PCU Clinical Staff Toilet, Clncl Sprt | 19 - SB191 - MH PCU Clinical Staff Toilet, Clncl Sprt | 19 - SB191 - MH PCU Clinical Staff Toilet, Clncl Sprt
JSN | NAME | QTY | ACQ/INS | DESCRIPTION
A1067 | Mirror, Float Glass, ADA Accessible | 1 | CC | A high quality 1/4" polished float glass mirror with a stainless steel frame. Frame holds mirror in a tilted position for accessibility and compliance with ADA requirements. Mirror has a galvanized steel back secured to frame with concealed screws with integral horizontal hanging brackets. Mirror shall be approximately 18" wide and 36" high. Other sizes are available.
A4995 | Table, Diaper Changing, Wall Mounted | 1 | CC | Wall mounted diaper changing table for use in public restrooms. Unit is a fold down system that folds upward when not in use for minimal intrusion into the room. Changing surface is contoured and has safety belt to insure that an infant will not fall from the table. Table is designed to hold no less than 250 pounds static weight. Closed dimensions are approximately 21" H x 36" W x 5" D. Open dimensions vary according to style. One system's open dimensions are 15 " high, 32" wide and 19" deep.
A5075 | Dispenser, Soap, Disposable | 1 | VV | Disposable soap dispenser. One-handed dispensing operation. Designed to accommodate disposable soap cartridge and valve.
A5082 | Dispenser, Paper Towel, Sensor, Hands Free | 1 | CC | A surface mounted, sensor activated, automatic, roll paper towel dispenser. The unit dispenses a paper towel automatically only when hands are place in position below the dispenser for maximum sanitation and hygiene. May include adjustable settings for sheet length, time delay, and sensor range. Unit is battery operated or with optional AC power adapter.
A5090 | Disposal, Sanitary Napkin, SS, Surface Mounted | 1 | CC | A surface mounted, satin finish stainless steel, sanitary napkin disposal. Disposal features a flip-up cover, secured to the container by a heavy duty stainless steel piano-hinge. Disposal may be secured to wall or toilet partition. For general purpose use in female toilet stalls or rooms and uni-sex toilet rooms.
A5109 | Grab Bar, 1-1/4" Dia., SS, 2 Wall, W/C Accessible | 1 | CC | A 1-1/4" diameter, satin finish stainless steel, peened gripping surface, 2 wall toilet stall/ room, grab bar with concealed mounting flanges. Snap over flanges are provided to conceal mounting screws. A selection of mounting kits and concealed anchor devices are available from the manufacturers for different types of installations. Grab bar shall comply with barrier-free accessibility guidelines for structural strength. For typical water closet applications in toilet stalls and rooms where ADA (American's With Disabilities Act) requirements must be met.
A5145 | Hook, Garment, Double, SS, Surface Mounted | 1 | CC | A surface mounted, satin finish stainless steel, double garment hook. Equipped with a concealed mounting bracket that is secured to a concealed wall plate. For general purpose use throughout the facility to hang various items of apparel.
A5200 | Dispenser, Toilet Tissue, SS, 2-Roll, Surface Mntd | 1 | CC | A concealed surface mounted, double roll, satin finish stainless steel, toilet tissue dispenser. Unit accommodates two standard-core toilet tissue rolls through 5" in diameter. Spindles are chrome plated plastic with a heavy-duty internal spring and turn freely for non-controlled delivery. For general purpose use in restrooms.
F2010 | Basket, Wastepaper, Step-On | 1 | VV | "Step-on" wastepaper basket with inner liner and foot petal activated flip top.
P3200 | Lavatory, Vitreous China, Slab Type w/Sens Op Fauc | 1 | CC | Wall mounted, slab type, vitreous china, lavatory (approximately 7 x 15 x 10 inches) with faucet holes on 4 inch centers; electronic sensor operated, goose neck spout and grid strainer. It shall be suitable for use in clinics, offices and patient care areas.
P9050 | Toilet, Wall Hung, Siphon Jet | 1 | CC | Siphon jet water closet/ toilet. This unit is wall hung with an elongated bowl, top spud flushometer, seat with open front and check hinge, and carrier. Used in restrooms throughout the health care facility.
7 - STAFF AND ADMINISTRATIVE AREA | 7 - STAFF AND ADMINISTRATIVE AREA | 7 - STAFF AND ADMINISTRATIVE AREA | 7 - STAFF AND ADMINISTRATIVE AREA | 7 - STAFF AND ADMINISTRATIVE AREA
1 - SS218 - MH PCU Physician Assistant Workstation, Stff Sprt | 1 - SS218 - MH PCU Physician Assistant Workstation, Stff Sprt | 1 - SS218 - MH PCU Physician Assistant Workstation, Stff Sprt | 1 - SS218 - MH PCU Physician Assistant Workstation, Stff Sprt | 1 - SS218 - MH PCU Physician Assistant Workstation, Stff Sprt
JSN | NAME | QTY | ACQ/INS | DESCRIPTION
A1010 | Telecommunication Outlet | 2 | VV | Telecommunication outlet location.
A1015 | Telephone, Desk, Multiple Line | 1 | VV | Telephone, desk, multiple line.
E0123 | Workstation, Straight, Free Standing, 72" W | 1 | VV | This JSN will provide a whole work station typical to quickly plan work in areas in clinical or administrative spaces. There will be a price decrease if typical work stations are used with vertical hanging strips instead of panels. THIS TYPICAL INCLUDES: 4 Standard Solid Panels 2 Panel Connectors, 2-Way Corner 1 Panel-to-Panel Connector 2 Finished End Hardware 1 Cantilevered, Work Surface 2 Lockable Flipper Units 2 Shelf, Storage/Displays 2 Lights 1 Tack board 1 Tool Rail 1 Paper Tray 1 Diagonal Tray 1 Adjustable Keyboard Tray 1 Mobile Pedestal, Box/File
F0275 | Chair, Swivel, High Back | 1 | VV | Highback contemporary swivel chair, 41" high X 23" wide X 23" deep with five (5) caster swivel base and arms. Chair may be used at desks or in conference rooms. Back and seat are foam padded and upholstered with either woven textile fabric or vinyl.
F0420 | Cabinet, Filing, Lateral, Half Height | 1 | VV | Half height two (2) or three (3) drawer lateral filing cabinet, 28" high X 42" wide X 18" deep with recessed handles, locking device and drawer label holders. Drawers are adaptable to either letter or legal size materials.
F2000 | Basket, Wastepaper, Fire Resistant | 1 | VV | Wastepaper basket, fire resistant, approximately 40 quart capacity. This unit is used to collect and temporarily store small quantities of paper refuse in patient rooms, administrative areas and nursing stations. Size and shape varies depending on the application and manufacturer selected.
M1801 | Computer, Microprocessing, w/Flat Panel Monitor | 1 | VV | Desk top microprocessing computer. The unit shall consist of a central processing mini tower, flat panel monitor, keyboard, mouse and speakers. The system shall have the following minimum characteristics: a 2.8 GHz Pentium processor; 512 MB memory; 80GB hard drive; 32/48x CD-ROMDVD combo; 1.44MB network interface card; video 32 MB NVIDIA; a 18 inch flat panel monitor. The computer is used throughout the facility to input, manipulate and retrieve information.
2 - SS218 - MH PCU Nurse Clinician Workstation, Stff Sprt | 2 - SS218 - MH PCU Nurse Clinician Workstation, Stff Sprt | 2 - SS218 - MH PCU Nurse Clinician Workstation, Stff Sprt | 2 - SS218 - MH PCU Nurse Clinician Workstation, Stff Sprt | 2 - SS218 - MH PCU Nurse Clinician Workstation, Stff Sprt
JSN | NAME | QTY | ACQ/INS | DESCRIPTION
A1010 | Telecommunication Outlet | 2 | VV | Telecommunication outlet location.
A1015 | Telephone, Desk, Multiple Line | 1 | VV | Telephone, desk, multiple line.
E0123 | Workstation, Straight, Free Standing, 72" W | 1 | VV | This JSN will provide a whole work station typical to quickly plan work in areas in clinical or administrative spaces. There will be a price decrease if typical work stations are used with vertical hanging strips instead of panels. THIS TYPICAL INCLUDES: 4 Standard Solid Panels 2 Panel Connectors, 2-Way Corner 1 Panel-to-Panel Connector 2 Finished End Hardware 1 Cantilevered, Work Surface 2 Lockable Flipper Units 2 Shelf, Storage/Displays 2 Lights 1 Tack board 1 Tool Rail 1 Paper Tray 1 Diagonal Tray 1 Adjustable Keyboard Tray 1 Mobile Pedestal, Box/File
F0275 | Chair, Swivel, High Back | 1 | VV | Highback contemporary swivel chair, 41" high X 23" wide X 23" deep with five (5) caster swivel base and arms. Chair may be used at desks or in conference rooms. Back and seat are foam padded and upholstered with either woven textile fabric or vinyl.
F0420 | Cabinet, Filing, Lateral, Half Height | 1 | VV | Half height two (2) or three (3) drawer lateral filing cabinet, 28" high X 42" wide X 18" deep with recessed handles, locking device and drawer label holders. Drawers are adaptable to either letter or legal size materials.
F2000 | Basket, Wastepaper, Fire Resistant | 1 | VV | Wastepaper basket, fire resistant, approximately 40 quart capacity. This unit is used to collect and temporarily store small quantities of paper refuse in patient rooms, administrative areas and nursing stations. Size and shape varies depending on the application and manufacturer selected.
M1801 | Computer, Microprocessing, w/Flat Panel Monitor | 1 | VV | Desk top microprocessing computer. The unit shall consist of a central processing mini tower, flat panel monitor, keyboard, mouse and speakers. The system shall have the following minimum characteristics: a 2.8 GHz Pentium processor; 512 MB memory; 80GB hard drive; 32/48x CD-ROMDVD combo; 1.44MB network interface card; video 32 MB NVIDIA; a 18 inch flat panel monitor. The computer is used throughout the facility to input, manipulate and retrieve information.
3 - SS218 - MH PCU Psychiatrist Workstation, Stff Sprt | 3 - SS218 - MH PCU Psychiatrist Workstation, Stff Sprt | 3 - SS218 - MH PCU Psychiatrist Workstation, Stff Sprt | 3 - SS218 - MH PCU Psychiatrist Workstation, Stff Sprt | 3 - SS218 - MH PCU Psychiatrist Workstation, Stff Sprt
JSN | NAME | QTY | ACQ/INS | DESCRIPTION
A1010 | Telecommunication Outlet | 2 | VV | Telecommunication outlet location.
A1015 | Telephone, Desk, Multiple Line | 1 | VV | Telephone, desk, multiple line.
E0123 | Workstation, Straight, Free Standing, 72" W | 1 | VV | This JSN will provide a whole work station typical to quickly plan work in areas in clinical or administrative spaces. There will be a price decrease if typical work stations are used with vertical hanging strips instead of panels. THIS TYPICAL INCLUDES: 4 Standard Solid Panels 2 Panel Connectors, 2-Way Corner 1 Panel-to-Panel Connector 2 Finished End Hardware 1 Cantilevered, Work Surface 2 Lockable Flipper Units 2 Shelf, Storage/Displays 2 Lights 1 Tack board 1 Tool Rail 1 Paper Tray 1 Diagonal Tray 1 Adjustable Keyboard Tray 1 Mobile Pedestal, Box/File
F0275 | Chair, Swivel, High Back | 1 | VV | Highback contemporary swivel chair, 41" high X 23" wide X 23" deep with five (5) caster swivel base and arms. Chair may be used at desks or in conference rooms. Back and seat are foam padded and upholstered with either woven textile fabric or vinyl.
F0420 | Cabinet, Filing, Lateral, Half Height | 1 | VV | Half height two (2) or three (3) drawer lateral filing cabinet, 28" high X 42" wide X 18" deep with recessed handles, locking device and drawer label holders. Drawers are adaptable to either letter or legal size materials.
F2000 | Basket, Wastepaper, Fire Resistant | 1 | VV | Wastepaper basket, fire resistant, approximately 40 quart capacity. This unit is used to collect and temporarily store small quantities of paper refuse in patient rooms, administrative areas and nursing stations. Size and shape varies depending on the application and manufacturer selected.
M1801 | Computer, Microprocessing, w/Flat Panel Monitor | 1 | VV | Desk top microprocessing computer. The unit shall consist of a central processing mini tower, flat panel monitor, keyboard, mouse and speakers. The system shall have the following minimum characteristics: a 2.8 GHz Pentium processor; 512 MB memory; 80GB hard drive; 32/48x CD-ROMDVD combo; 1.44MB network interface card; video 32 MB NVIDIA; a 18 inch flat panel monitor. The computer is used throughout the facility to input, manipulate and retrieve information.
4 - SS218 - MH PCU Psychologist Workstation, Stff Sprt | 4 - SS218 - MH PCU Psychologist Workstation, Stff Sprt | 4 - SS218 - MH PCU Psychologist Workstation, Stff Sprt | 4 - SS218 - MH PCU Psychologist Workstation, Stff Sprt | 4 - SS218 - MH PCU Psychologist Workstation, Stff Sprt
JSN | NAME | QTY | ACQ/INS | DESCRIPTION
A1010 | Telecommunication Outlet | 2 | VV | Telecommunication outlet location.
A1015 | Telephone, Desk, Multiple Line | 1 | VV | Telephone, desk, multiple line.
E0123 | Workstation, Straight, Free Standing, 72" W | 1 | VV | This JSN will provide a whole work station typical to quickly plan work in areas in clinical or administrative spaces. There will be a price decrease if typical work stations are used with vertical hanging strips instead of panels. THIS TYPICAL INCLUDES: 4 Standard Solid Panels 2 Panel Connectors, 2-Way Corner 1 Panel-to-Panel Connector 2 Finished End Hardware 1 Cantilevered, Work Surface 2 Lockable Flipper Units 2 Shelf, Storage/Displays 2 Lights 1 Tack board 1 Tool Rail 1 Paper Tray 1 Diagonal Tray 1 Adjustable Keyboard Tray 1 Mobile Pedestal, Box/File
F0275 | Chair, Swivel, High Back | 1 | VV | Highback contemporary swivel chair, 41" high X 23" wide X 23" deep with five (5) caster swivel base and arms. Chair may be used at desks or in conference rooms. Back and seat are foam padded and upholstered with either woven textile fabric or vinyl.
F0420 | Cabinet, Filing, Lateral, Half Height | 1 | VV | Half height two (2) or three (3) drawer lateral filing cabinet, 28" high X 42" wide X 18" deep with recessed handles, locking device and drawer label holders. Drawers are adaptable to either letter or legal size materials.
F2000 | Basket, Wastepaper, Fire Resistant | 1 | VV | Wastepaper basket, fire resistant, approximately 40 quart capacity. This unit is used to collect and temporarily store small quantities of paper refuse in patient rooms, administrative areas and nursing stations. Size and shape varies depending on the application and manufacturer selected.
M1801 | Computer, Microprocessing, w/Flat Panel Monitor | 1 | VV | Desk top microprocessing computer. The unit shall consist of a central processing mini tower, flat panel monitor, keyboard, mouse and speakers. The system shall have the following minimum characteristics: a 2.8 GHz Pentium processor; 512 MB memory; 80GB hard drive; 32/48x CD-ROMDVD combo; 1.44MB network interface card; video 32 MB NVIDIA; a 18 inch flat panel monitor. The computer is used throughout the facility to input, manipulate and retrieve information.
5 - SS218 - MH PCU Social Worker Workstation, Stff Sprt | 5 - SS218 - MH PCU Social Worker Workstation, Stff Sprt | 5 - SS218 - MH PCU Social Worker Workstation, Stff Sprt | 5 - SS218 - MH PCU Social Worker Workstation, Stff Sprt | 5 - SS218 - MH PCU Social Worker Workstation, Stff Sprt
JSN | NAME | QTY | ACQ/INS | DESCRIPTION
A1010 | Telecommunication Outlet | 2 | VV | Telecommunication outlet location.
A1015 | Telephone, Desk, Multiple Line | 1 | VV | Telephone, desk, multiple line.
E0123 | Workstation, Straight, Free Standing, 72" W | 1 | VV | This JSN will provide a whole work station typical to quickly plan work in areas in clinical or administrative spaces. There will be a price decrease if typical work stations are used with vertical hanging strips instead of panels. THIS TYPICAL INCLUDES: 4 Standard Solid Panels 2 Panel Connectors, 2-Way Corner 1 Panel-to-Panel Connector 2 Finished End Hardware 1 Cantilevered, Work Surface 2 Lockable Flipper Units 2 Shelf, Storage/Displays 2 Lights 1 Tack board 1 Tool Rail 1 Paper Tray 1 Diagonal Tray 1 Adjustable Keyboard Tray 1 Mobile Pedestal, Box/File
F0275 | Chair, Swivel, High Back | 1 | VV | Highback contemporary swivel chair, 41" high X 23" wide X 23" deep with five (5) caster swivel base and arms. Chair may be used at desks or in conference rooms. Back and seat are foam padded and upholstered with either woven textile fabric or vinyl.
F0420 | Cabinet, Filing, Lateral, Half Height | 1 | VV | Half height two (2) or three (3) drawer lateral filing cabinet, 28" high X 42" wide X 18" deep with recessed handles, locking device and drawer label holders. Drawers are adaptable to either letter or legal size materials.
F2000 | Basket, Wastepaper, Fire Resistant | 1 | VV | Wastepaper basket, fire resistant, approximately 40 quart capacity. This unit is used to collect and temporarily store small quantities of paper refuse in patient rooms, administrative areas and nursing stations. Size and shape varies depending on the application and manufacturer selected.
M1801 | Computer, Microprocessing, w/Flat Panel Monitor | 1 | VV | Desk top microprocessing computer. The unit shall consist of a central processing mini tower, flat panel monitor, keyboard, mouse and speakers. The system shall have the following minimum characteristics: a 2.8 GHz Pentium processor; 512 MB memory; 80GB hard drive; 32/48x CD-ROMDVD combo; 1.44MB network interface card; video 32 MB NVIDIA; a 18 inch flat panel monitor. The computer is used throughout the facility to input, manipulate and retrieve information.
6 - SS218 - MH PCU Dietician Workstation, Stff Sprt | 6 - SS218 - MH PCU Dietician Workstation, Stff Sprt | 6 - SS218 - MH PCU Dietician Workstation, Stff Sprt | 6 - SS218 - MH PCU Dietician Workstation, Stff Sprt | 6 - SS218 - MH PCU Dietician Workstation, Stff Sprt
JSN | NAME | QTY | ACQ/INS | DESCRIPTION
A1010 | Telecommunication Outlet | 2 | VV | Telecommunication outlet location.
A1015 | Telephone, Desk, Multiple Line | 1 | VV | Telephone, desk, multiple line.
E0123 | Workstation, Straight, Free Standing, 72" W | 1 | VV | This JSN will provide a whole work station typical to quickly plan work in areas in clinical or administrative spaces. There will be a price decrease if typical work stations are used with vertical hanging strips instead of panels. THIS TYPICAL INCLUDES: 4 Standard Solid Panels 2 Panel Connectors, 2-Way Corner 1 Panel-to-Panel Connector 2 Finished End Hardware 1 Cantilevered, Work Surface 2 Lockable Flipper Units 2 Shelf, Storage/Displays 2 Lights 1 Tack board 1 Tool Rail 1 Paper Tray 1 Diagonal Tray 1 Adjustable Keyboard Tray 1 Mobile Pedestal, Box/File
F0275 | Chair, Swivel, High Back | 1 | VV | Highback contemporary swivel chair, 41" high X 23" wide X 23" deep with five (5) caster swivel base and arms. Chair may be used at desks or in conference rooms. Back and seat are foam padded and upholstered with either woven textile fabric or vinyl.
F0420 | Cabinet, Filing, Lateral, Half Height | 1 | VV | Half height two (2) or three (3) drawer lateral filing cabinet, 28" high X 42" wide X 18" deep with recessed handles, locking device and drawer label holders. Drawers are adaptable to either letter or legal size materials.
F2000 | Basket, Wastepaper, Fire Resistant | 1 | VV | Wastepaper basket, fire resistant, approximately 40 quart capacity. This unit is used to collect and temporarily store small quantities of paper refuse in patient rooms, administrative areas and nursing stations. Size and shape varies depending on the application and manufacturer selected.
M1801 | Computer, Microprocessing, w/Flat Panel Monitor | 1 | VV | Desk top microprocessing computer. The unit shall consist of a central processing mini tower, flat panel monitor, keyboard, mouse and speakers. The system shall have the following minimum characteristics: a 2.8 GHz Pentium processor; 512 MB memory; 80GB hard drive; 32/48x CD-ROMDVD combo; 1.44MB network interface card; video 32 MB NVIDIA; a 18 inch flat panel monitor. The computer is used throughout the facility to input, manipulate and retrieve information.
7 - SS218 - MH PCU Chaplain Workstation, Stff Sprt | 7 - SS218 - MH PCU Chaplain Workstation, Stff Sprt | 7 - SS218 - MH PCU Chaplain Workstation, Stff Sprt | 7 - SS218 - MH PCU Chaplain Workstation, Stff Sprt | 7 - SS218 - MH PCU Chaplain Workstation, Stff Sprt
JSN | NAME | QTY | ACQ/INS | DESCRIPTION
A1010 | Telecommunication Outlet | 2 | VV | Telecommunication outlet location.
A1015 | Telephone, Desk, Multiple Line | 1 | VV | Telephone, desk, multiple line.
E0123 | Workstation, Straight, Free Standing, 72" W | 1 | VV | This JSN will provide a whole work station typical to quickly plan work in areas in clinical or administrative spaces. There will be a price decrease if typical work stations are used with vertical hanging strips instead of panels. THIS TYPICAL INCLUDES: 4 Standard Solid Panels 2 Panel Connectors, 2-Way Corner 1 Panel-to-Panel Connector 2 Finished End Hardware 1 Cantilevered, Work Surface 2 Lockable Flipper Units 2 Shelf, Storage/Displays 2 Lights 1 Tack board 1 Tool Rail 1 Paper Tray 1 Diagonal Tray 1 Adjustable Keyboard Tray 1 Mobile Pedestal, Box/File
F0275 | Chair, Swivel, High Back | 1 | VV | Highback contemporary swivel chair, 41" high X 23" wide X 23" deep with five (5) caster swivel base and arms. Chair may be used at desks or in conference rooms. Back and seat are foam padded and upholstered with either woven textile fabric or vinyl.
F0420 | Cabinet, Filing, Lateral, Half Height | 1 | VV | Half height two (2) or three (3) drawer lateral filing cabinet, 28" high X 42" wide X 18" deep with recessed handles, locking device and drawer label holders. Drawers are adaptable to either letter or legal size materials.
F2000 | Basket, Wastepaper, Fire Resistant | 1 | VV | Wastepaper basket, fire resistant, approximately 40 quart capacity. This unit is used to collect and temporarily store small quantities of paper refuse in patient rooms, administrative areas and nursing stations. Size and shape varies depending on the application and manufacturer selected.
M1801 | Computer, Microprocessing, w/Flat Panel Monitor | 1 | VV | Desk top microprocessing computer. The unit shall consist of a central processing mini tower, flat panel monitor, keyboard, mouse and speakers. The system shall have the following minimum characteristics: a 2.8 GHz Pentium processor; 512 MB memory; 80GB hard drive; 32/48x CD-ROMDVD combo; 1.44MB network interface card; video 32 MB NVIDIA; a 18 inch flat panel monitor. The computer is used throughout the facility to input, manipulate and retrieve information.
8 - SS218 - MH PCU Rehabilitation Medicine Therapist Workstation, Stff Sprt | 8 - SS218 - MH PCU Rehabilitation Medicine Therapist Workstation, Stff Sprt | 8 - SS218 - MH PCU Rehabilitation Medicine Therapist Workstation, Stff Sprt | 8 - SS218 - MH PCU Rehabilitation Medicine Therapist Workstation, Stff Sprt | 8 - SS218 - MH PCU Rehabilitation Medicine Therapist Workstation, Stff Sprt
JSN | NAME | QTY | ACQ/INS | DESCRIPTION
A1010 | Telecommunication Outlet | 2 | VV | Telecommunication outlet location.
A1015 | Telephone, Desk, Multiple Line | 1 | VV | Telephone, desk, multiple line.
E0123 | Workstation, Straight, Free Standing, 72" W | 1 | VV | This JSN will provide a whole work station typical to quickly plan work in areas in clinical or administrative spaces. There will be a price decrease if typical work stations are used with vertical hanging strips instead of panels. THIS TYPICAL INCLUDES: 4 Standard Solid Panels 2 Panel Connectors, 2-Way Corner 1 Panel-to-Panel Connector 2 Finished End Hardware 1 Cantilevered, Work Surface 2 Lockable Flipper Units 2 Shelf, Storage/Displays 2 Lights 1 Tack board 1 Tool Rail 1 Paper Tray 1 Diagonal Tray 1 Adjustable Keyboard Tray 1 Mobile Pedestal, Box/File
F0275 | Chair, Swivel, High Back | 1 | VV | Highback contemporary swivel chair, 41" high X 23" wide X 23" deep with five (5) caster swivel base and arms. Chair may be used at desks or in conference rooms. Back and seat are foam padded and upholstered with either woven textile fabric or vinyl.
F0420 | Cabinet, Filing, Lateral, Half Height | 1 | VV | Half height two (2) or three (3) drawer lateral filing cabinet, 28" high X 42" wide X 18" deep with recessed handles, locking device and drawer label holders. Drawers are adaptable to either letter or legal size materials.
F2000 | Basket, Wastepaper, Fire Resistant | 1 | VV | Wastepaper basket, fire resistant, approximately 40 quart capacity. This unit is used to collect and temporarily store small quantities of paper refuse in patient rooms, administrative areas and nursing stations. Size and shape varies depending on the application and manufacturer selected.
M1801 | Computer, Microprocessing, w/Flat Panel Monitor | 1 | VV | Desk top microprocessing computer. The unit shall consist of a central processing mini tower, flat panel monitor, keyboard, mouse and speakers. The system shall have the following minimum characteristics: a 2.8 GHz Pentium processor; 512 MB memory; 80GB hard drive; 32/48x CD-ROMDVD combo; 1.44MB network interface card; video 32 MB NVIDIA; a 18 inch flat panel monitor. The computer is used throughout the facility to input, manipulate and retrieve information.
9 - SS218 - MH PCU Rehabilitation Technician Workstation, Stff Sprt | 9 - SS218 - MH PCU Rehabilitation Technician Workstation, Stff Sprt | 9 - SS218 - MH PCU Rehabilitation Technician Workstation, Stff Sprt | 9 - SS218 - MH PCU Rehabilitation Technician Workstation, Stff Sprt | 9 - SS218 - MH PCU Rehabilitation Technician Workstation, Stff Sprt
JSN | NAME | QTY | ACQ/INS | DESCRIPTION
A1010 | Telecommunication Outlet | 2 | VV | Telecommunication outlet location.
A1015 | Telephone, Desk, Multiple Line | 1 | VV | Telephone, desk, multiple line.
E0123 | Workstation, Straight, Free Standing, 72" W | 1 | VV | This JSN will provide a whole work station typical to quickly plan work in areas in clinical or administrative spaces. There will be a price decrease if typical work stations are used with vertical hanging strips instead of panels. THIS TYPICAL INCLUDES: 4 Standard Solid Panels 2 Panel Connectors, 2-Way Corner 1 Panel-to-Panel Connector 2 Finished End Hardware 1 Cantilevered, Work Surface 2 Lockable Flipper Units 2 Shelf, Storage/Displays 2 Lights 1 Tack board 1 Tool Rail 1 Paper Tray 1 Diagonal Tray 1 Adjustable Keyboard Tray 1 Mobile Pedestal, Box/File
F0275 | Chair, Swivel, High Back | 1 | VV | Highback contemporary swivel chair, 41" high X 23" wide X 23" deep with five (5) caster swivel base and arms. Chair may be used at desks or in conference rooms. Back and seat are foam padded and upholstered with either woven textile fabric or vinyl.
F0420 | Cabinet, Filing, Lateral, Half Height | 1 | VV | Half height two (2) or three (3) drawer lateral filing cabinet, 28" high X 42" wide X 18" deep with recessed handles, locking device and drawer label holders. Drawers are adaptable to either letter or legal size materials.
F2000 | Basket, Wastepaper, Fire Resistant | 1 | VV | Wastepaper basket, fire resistant, approximately 40 quart capacity. This unit is used to collect and temporarily store small quantities of paper refuse in patient rooms, administrative areas and nursing stations. Size and shape varies depending on the application and manufacturer selected.
M1801 | Computer, Microprocessing, w/Flat Panel Monitor | 1 | VV | Desk top microprocessing computer. The unit shall consist of a central processing mini tower, flat panel monitor, keyboard, mouse and speakers. The system shall have the following minimum characteristics: a 2.8 GHz Pentium processor; 512 MB memory; 80GB hard drive; 32/48x CD-ROMDVD combo; 1.44MB network interface card; video 32 MB NVIDIA; a 18 inch flat panel monitor. The computer is used throughout the facility to input, manipulate and retrieve information.
10 - SS218 - MH PCU Vocational Rehabilitation Specialist Workstation, Stff Sprt | 10 - SS218 - MH PCU Vocational Rehabilitation Specialist Workstation, Stff Sprt | 10 - SS218 - MH PCU Vocational Rehabilitation Specialist Workstation, Stff Sprt | 10 - SS218 - MH PCU Vocational Rehabilitation Specialist Workstation, Stff Sprt | 10 - SS218 - MH PCU Vocational Rehabilitation Specialist Workstation, Stff Sprt
JSN | NAME | QTY | ACQ/INS | DESCRIPTION
A1010 | Telecommunication Outlet | 2 | VV | Telecommunication outlet location.
A1015 | Telephone, Desk, Multiple Line | 1 | VV | Telephone, desk, multiple line.
E0123 | Workstation, Straight, Free Standing, 72" W | 1 | VV | This JSN will provide a whole work station typical to quickly plan work in areas in clinical or administrative spaces. There will be a price decrease if typical work stations are used with vertical hanging strips instead of panels. THIS TYPICAL INCLUDES: 4 Standard Solid Panels 2 Panel Connectors, 2-Way Corner 1 Panel-to-Panel Connector 2 Finished End Hardware 1 Cantilevered, Work Surface 2 Lockable Flipper Units 2 Shelf, Storage/Displays 2 Lights 1 Tack board 1 Tool Rail 1 Paper Tray 1 Diagonal Tray 1 Adjustable Keyboard Tray 1 Mobile Pedestal, Box/File
F0275 | Chair, Swivel, High Back | 1 | VV | Highback contemporary swivel chair, 41" high X 23" wide X 23" deep with five (5) caster swivel base and arms. Chair may be used at desks or in conference rooms. Back and seat are foam padded and upholstered with either woven textile fabric or vinyl.
F0420 | Cabinet, Filing, Lateral, Half Height | 1 | VV | Half height two (2) or three (3) drawer lateral filing cabinet, 28" high X 42" wide X 18" deep with recessed handles, locking device and drawer label holders. Drawers are adaptable to either letter or legal size materials.
F2000 | Basket, Wastepaper, Fire Resistant | 1 | VV | Wastepaper basket, fire resistant, approximately 40 quart capacity. This unit is used to collect and temporarily store small quantities of paper refuse in patient rooms, administrative areas and nursing stations. Size and shape varies depending on the application and manufacturer selected.
M1801 | Computer, Microprocessing, w/Flat Panel Monitor | 1 | VV | Desk top microprocessing computer. The unit shall consist of a central processing mini tower, flat panel monitor, keyboard, mouse and speakers. The system shall have the following minimum characteristics: a 2.8 GHz Pentium processor; 512 MB memory; 80GB hard drive; 32/48x CD-ROMDVD combo; 1.44MB network interface card; video 32 MB NVIDIA; a 18 inch flat panel monitor. The computer is used throughout the facility to input, manipulate and retrieve information.
11 - SB191 - MH PCU Staff Toilet, Bldg Sprt | 11 - SB191 - MH PCU Staff Toilet, Bldg Sprt | 11 - SB191 - MH PCU Staff Toilet, Bldg Sprt | 11 - SB191 - MH PCU Staff Toilet, Bldg Sprt | 11 - SB191 - MH PCU Staff Toilet, Bldg Sprt
JSN | NAME | QTY | ACQ/INS | DESCRIPTION
A1067 | Mirror, Float Glass, ADA Accessible | 1 | CC | A high quality 1/4" polished float glass mirror with a stainless steel frame. Frame holds mirror in a tilted position for accessibility and compliance with ADA requirements. Mirror has a galvanized steel back secured to frame with concealed screws with integral horizontal hanging brackets. Mirror shall be approximately 18" wide and 36" high. Other sizes are available.
A4995 | Table, Diaper Changing, Wall Mounted | 1 | CC | Wall mounted diaper changing table for use in public restrooms. Unit is a fold down system that folds upward when not in use for minimal intrusion into the room. Changing surface is contoured and has safety belt to insure that an infant will not fall from the table. Table is designed to hold no less than 250 pounds static weight. Closed dimensions are approximately 21" H x 36" W x 5" D. Open dimensions vary according to style. One system's open dimensions are 15 " high, 32" wide and 19" deep.
A5075 | Dispenser, Soap, Disposable | 1 | VV | Disposable soap dispenser. One-handed dispensing operation. Designed to accommodate disposable soap cartridge and valve.
A5082 | Dispenser, Paper Towel, Sensor, Hands Free | 1 | CC | A surface mounted, sensor activated, automatic, roll paper towel dispenser. The unit dispenses a paper towel automatically only when hands are place in position below the dispenser for maximum sanitation and hygiene. May include adjustable settings for sheet length, time delay, and sensor range. Unit is battery operated or with optional AC power adapter.
A5090 | Disposal, Sanitary Napkin, SS, Surface Mounted | 1 | CC | A surface mounted, satin finish stainless steel, sanitary napkin disposal. Disposal features a flip-up cover, secured to the container by a heavy duty stainless steel piano-hinge. Disposal may be secured to wall or toilet partition. For general purpose use in female toilet stalls or rooms and uni-sex toilet rooms.
A5109 | Grab Bar, 1-1/4" Dia., SS, 2 Wall, W/C Accessible | 1 | CC | A 1-1/4" diameter, satin finish stainless steel, peened gripping surface, 2 wall toilet stall/ room, grab bar with concealed mounting flanges. Snap over flanges are provided to conceal mounting screws. A selection of mounting kits and concealed anchor devices are available from the manufacturers for different types of installations. Grab bar shall comply with barrier-free accessibility guidelines for structural strength. For typical water closet applications in toilet stalls and rooms where ADA (American's With Disabilities Act) requirements must be met.
A5145 | Hook, Garment, Double, SS, Surface Mounted | 1 | CC | A surface mounted, satin finish stainless steel, double garment hook. Equipped with a concealed mounting bracket that is secured to a concealed wall plate. For general purpose use throughout the facility to hang various items of apparel.
A5200 | Dispenser, Toilet Tissue, SS, 2-Roll, Surface Mntd | 1 | CC | A concealed surface mounted, double roll, satin finish stainless steel, toilet tissue dispenser. Unit accommodates two standard-core toilet tissue rolls through 5" in diameter. Spindles are chrome plated plastic with a heavy-duty internal spring and turn freely for non-controlled delivery. For general purpose use in restrooms.
F2010 | Basket, Wastepaper, Step-On | 1 | VV | "Step-on" wastepaper basket with inner liner and foot petal activated flip top.
P3200 | Lavatory, Vitreous China, Slab Type w/Sens Op Fauc | 1 | CC | Wall mounted, slab type, vitreous china, lavatory (approximately 7 x 15 x 10 inches) with faucet holes on 4 inch centers; electronic sensor operated, goose neck spout and grid strainer. It shall be suitable for use in clinics, offices and patient care areas.
P9050 | Toilet, Wall Hung, Siphon Jet | 1 | CC | Siphon jet water closet/ toilet. This unit is wall hung with an elongated bowl, top spud flushometer, seat with open front and check hinge, and carrier. Used in restrooms throughout the health care facility.
8 - ACADEMIC EDUCATION AREA | 8 - ACADEMIC EDUCATION AREA | 8 - ACADEMIC EDUCATION AREA | 8 - ACADEMIC EDUCATION AREA | 8 - ACADEMIC EDUCATION AREA
1 - SS205 - MH PCU Residency Program Director Office, Stff Sprt | 1 - SS205 - MH PCU Residency Program Director Office, Stff Sprt | 1 - SS205 - MH PCU Residency Program Director Office, Stff Sprt | 1 - SS205 - MH PCU Residency Program Director Office, Stff Sprt | 1 - SS205 - MH PCU Residency Program Director Office, Stff Sprt
JSN | NAME | QTY | ACQ/INS | DESCRIPTION
A1015 | Telephone, Desk, Multiple Line | 1 | VV | Telephone, desk, multiple line.
E0123 | Workstation, Straight, Free Standing, 72" W | 1 | VV | This JSN will provide a whole work station typical to quickly plan work in areas in clinical or administrative spaces. There will be a price decrease if typical work stations are used with vertical hanging strips instead of panels. THIS TYPICAL INCLUDES: 4 Standard Solid Panels 2 Panel Connectors, 2-Way Corner 1 Panel-to-Panel Connector 2 Finished End Hardware 1 Cantilevered, Work Surface 2 Lockable Flipper Units 2 Shelf, Storage/Displays 2 Lights 1 Tack board 1 Tool Rail 1 Paper Tray 1 Diagonal Tray 1 Adjustable Keyboard Tray 1 Mobile Pedestal, Box/File
F0275 | Chair, Swivel, High Back | 1 | VV | Highback contemporary swivel chair, 41" high X 23" wide X 23" deep with five (5) caster swivel base and arms. Chair may be used at desks or in conference rooms. Back and seat are foam padded and upholstered with either woven textile fabric or vinyl.
F0420 | Cabinet, Filing, Lateral, Half Height | 1 | VV | Half height two (2) or three (3) drawer lateral filing cabinet, 28" high X 42" wide X 18" deep with recessed handles, locking device and drawer label holders. Drawers are adaptable to either letter or legal size materials.
F2000 | Basket, Wastepaper, Fire Resistant | 1 | VV | Wastepaper basket, fire resistant, approximately 40 quart capacity. This unit is used to collect and temporarily store small quantities of paper refuse in patient rooms, administrative areas and nursing stations. Size and shape varies depending on the application and manufacturer selected.
M1801 | Computer, Microprocessing, w/Flat Panel Monitor | 1 | VV | Desk top microprocessing computer. The unit shall consist of a central processing mini tower, flat panel monitor, keyboard, mouse and speakers. The system shall have the following minimum characteristics: a 2.8 GHz Pentium processor; 512 MB memory; 80GB hard drive; 32/48x CD-ROMDVD combo; 1.44MB network interface card; video 32 MB NVIDIA; a 18 inch flat panel monitor. The computer is used throughout the facility to input, manipulate and retrieve information.
2 - SS101 - 8-Bed / 12-Bed MH PCU Resident Conference Room, Educ Svc | 2 - SS101 - 8-Bed / 12-Bed MH PCU Resident Conference Room, Educ Svc | 2 - SS101 - 8-Bed / 12-Bed MH PCU Resident Conference Room, Educ Svc | 2 - SS101 - 8-Bed / 12-Bed MH PCU Resident Conference Room, Educ Svc | 2 - SS101 - 8-Bed / 12-Bed MH PCU Resident Conference Room, Educ Svc
JSN | NAME | QTY | ACQ/INS | DESCRIPTION
A1010 | Telecommunication Outlet | 1 | VV | Telecommunication outlet location.
A5212 | Bracket, Television, Wall-Mounted, Tilt/Angle | 1 | VV | A wall mounted, tilt/angled TV bracket for 37" to 80" TVs. Mount will be a universal and VESA compliant unit with a load capacity of up to 130 lbs.
A5220 | Bracket, Television, Wall Backing | 1 | CC | Wall mounted television bracket backing which provides additional support and strength for the installation of the television bracket. Option available for interior or exterior plate and sized for 12” 16” or 24” stud spacing.
A6046 | Artwork, Decorative, With Frame | 1 | VV | This JSN is to be used for determining and defining location of decorative artwork.
F0220 | Chair, Conference | 10 | VV | Conference chair designed to complement the executive furniture package selected. Foam rubber cushioned seats and backs covered with either woven fabric or vinyl. Base with 5 (five) swivel casters.
F0765 | Table, Folding / Nesting | 2 | VV | Folding table intended for a variety of uses. Designed with a flip top that allows tables to store nested to minimize needed storage space. Available in multiple laminate finish colors/patterns, bases, surface shapes (description and pricing based on a rectangle shape) and edge finish, . Available with leveling glides or casters (2 locking, 2 non-locking).
F2000 | Basket, Wastepaper, Fire Resistant | 1 | VV | Wastepaper basket, fire resistant, approximately 40 quart capacity. This unit is used to collect and temporarily store small quantities of paper refuse in patient rooms, administrative areas and nursing stations. Size and shape varies depending on the application and manufacturer selected.
F3200 | Clock, Battery, 12" Diameter | 1 | VV | Clock, 12" diameter. Round surface, easy to read numbers with sweep second hand. Wall mounted unit for use when impractical to install a fully synchronized clock system. Battery operated, (batteries not included).
M0512 | Television, HDTV, Large Screen, 60" | 1 | VV | A high definition (HDTV) multimedia, slim design, 60"W to 65"W color television. The TV will have a 16.9 wide screen aspect ratio with full HD 1080p resolution and HDMI connections. TV may be LED, Plasma or LCD. TV will include a stand.
3 - SS101 - 16-Bed / 20-Bed MH PCU Resident Conference Room, Educ Svc | 3 - SS101 - 16-Bed / 20-Bed MH PCU Resident Conference Room, Educ Svc | 3 - SS101 - 16-Bed / 20-Bed MH PCU Resident Conference Room, Educ Svc | 3 - SS101 - 16-Bed / 20-Bed MH PCU Resident Conference Room, Educ Svc | 3 - SS101 - 16-Bed / 20-Bed MH PCU Resident Conference Room, Educ Svc
JSN | NAME | QTY | ACQ/INS | DESCRIPTION
A1010 | Telecommunication Outlet | 1 | VV | Telecommunication outlet location.
A5212 | Bracket, Television, Wall-Mounted, Tilt/Angle | 1 | VV | A wall mounted, tilt/angled TV bracket for 37" to 80" TVs. Mount will be a universal and VESA compliant unit with a load capacity of up to 130 lbs.
A5220 | Bracket, Television, Wall Backing | 1 | CC | Wall mounted television bracket backing which provides additional support and strength for the installation of the television bracket. Option available for interior or exterior plate and sized for 12” 16” or 24” stud spacing.
A6046 | Artwork, Decorative, With Frame | 1 | VV | This JSN is to be used for determining and defining location of decorative artwork.
F0220 | Chair, Conference | 10 | VV | Conference chair designed to complement the executive furniture package selected. Foam rubber cushioned seats and backs covered with either woven fabric or vinyl. Base with 5 (five) swivel casters.
F0765 | Table, Folding / Nesting | 2 | VV | Folding table intended for a variety of uses. Designed with a flip top that allows tables to store nested to minimize needed storage space. Available in multiple laminate finish colors/patterns, bases, surface shapes (description and pricing based on a rectangle shape) and edge finish, . Available with leveling glides or casters (2 locking, 2 non-locking).
F2000 | Basket, Wastepaper, Fire Resistant | 1 | VV | Wastepaper basket, fire resistant, approximately 40 quart capacity. This unit is used to collect and temporarily store small quantities of paper refuse in patient rooms, administrative areas and nursing stations. Size and shape varies depending on the application and manufacturer selected.
F3200 | Clock, Battery, 12" Diameter | 1 | VV | Clock, 12" diameter. Round surface, easy to read numbers with sweep second hand. Wall mounted unit for use when impractical to install a fully synchronized clock system. Battery operated, (batteries not included).
M0512 | Television, HDTV, Large Screen, 60" | 1 | VV | A high definition (HDTV) multimedia, slim design, 60"W to 65"W color television. The TV will have a 16.9 wide screen aspect ratio with full HD 1080p resolution and HDMI connections. TV may be LED, Plasma or LCD. TV will include a stand.