## Report Info
Contents - VA PG-18-5 Department of Veterans Affairs PULMONARY MEDICINE SERVICE (212) Workshop Report Generated: 15 Mar 2022 10:30AM ET

## PULMONARY MEDICINE SERVICE (212
PULMONARY MEDICINE SERVICE (212) | PULMONARY MEDICINE SERVICE (212) | PULMONARY MEDICINE SERVICE (212) | PULMONARY MEDICINE SERVICE (212) | PULMONARY MEDICINE SERVICE (212)
1 - RECEPTION AREA | 1 - RECEPTION AREA | 1 - RECEPTION AREA | 1 - RECEPTION AREA | 1 - RECEPTION AREA
1 - SB003 - Pulm Svc Waiting, Bldg Sprt | 1 - SB003 - Pulm Svc Waiting, Bldg Sprt | 1 - SB003 - Pulm Svc Waiting, Bldg Sprt | 1 - SB003 - Pulm Svc Waiting, Bldg Sprt | 1 - SB003 - Pulm Svc Waiting, Bldg Sprt
JSN | NAME | QTY | ACQ/INS | DESCRIPTION
A5077 | Dispenser, Hand Sanitizer, Hands-Free | 1 | VV | A touch free wall-mounted hand sanitizer dispenser. For use throughout a healthcare facility. Unit does not include the sanitizing liquid. Units are battery operated.
A6046 | Artwork, Decorative, With Frame | 1 | VV | This JSN is to be used for determining and defining location of decorative artwork.
F0206 | Chair, Side, Bariatric, With Arms | 1 | VV | A bariatric side chair with arms for use in a waiting room, lobby or other patient area. Chair will have a padded seat and back and have a capacity of 800 pounds.
F0305 | Chair, Waiting Room, Single | 1 | VV | Single seat waiting room chair with foam padded seat and back. Upholstered with either woven fabric textile or vinyl. Arms and floor glides included.
F2000 | Basket, Wastepaper, Fire Resistant | 1 | VV | Wastepaper basket, fire resistant, approximately 40 quart capacity. This unit is used to collect and temporarily store small quantities of paper refuse in patient rooms, administrative areas and nursing stations. Size and shape varies depending on the application and manufacturer selected.
F2300 | Rack, Magazine, Wall Mounted | 1 | VV | Wall mounted magazine rack with nine (9) magazine holding compartments.
F3200 | Clock, Battery, 12" Diameter | 1 | VV | Clock, 12" diameter. Round surface, easy to read numbers with sweep second hand. Wall mounted unit for use when impractical to install a fully synchronized clock system. Battery operated, (batteries not included).
2 - SC183 - Pulm Svc Reception, Clncl Sprt | 2 - SC183 - Pulm Svc Reception, Clncl Sprt | 2 - SC183 - Pulm Svc Reception, Clncl Sprt | 2 - SC183 - Pulm Svc Reception, Clncl Sprt | 2 - SC183 - Pulm Svc Reception, Clncl Sprt
JSN | NAME | QTY | ACQ/INS | DESCRIPTION
A1015 | Telephone, Desk, Multiple Line | 1 | VV | Telephone, desk, multiple line.
A6105 | Counter, Reception Control, Built-In | 1 | CC | Counter, control, inpatient, built-in. Consists of two 18” wide base cabinets with two drawers and file drawer, two 30” wide pencil drawers and two 18” wide base cabinet with four drawers. The countertop shall be a composition of wood particle core with plastic laminate surface having a hard smooth surface finish, standard thickness of 1” and a 4” butt backsplash/curb. Pricing based on a 30" depth.
F0275 | Chair, Swivel, High Back | 1 | VV | Highback contemporary swivel chair, 41" high X 23" wide X 23" deep with five (5) caster swivel base and arms. Chair may be used at desks or in conference rooms. Back and seat are foam padded and upholstered with either woven textile fabric or vinyl.
F2000 | Basket, Wastepaper, Fire Resistant | 1 | VV | Wastepaper basket, fire resistant, approximately 40 quart capacity. This unit is used to collect and temporarily store small quantities of paper refuse in patient rooms, administrative areas and nursing stations. Size and shape varies depending on the application and manufacturer selected.
M1801 | Computer, Microprocessing, w/Flat Panel Monitor | 1 | VV | Desk top microprocessing computer. The unit shall consist of a central processing mini tower, flat panel monitor, keyboard, mouse and speakers. The system shall have the following minimum characteristics: a 2.8 GHz Pentium processor; 512 MB memory; 80GB hard drive; 32/48x CD-ROMDVD combo; 1.44MB network interface card; video 32 MB NVIDIA; a 18 inch flat panel monitor. The computer is used throughout the facility to input, manipulate and retrieve information.
3 - SC170 - Pulm Svc Patient Education Kiosk, Clncl Sprt | 3 - SC170 - Pulm Svc Patient Education Kiosk, Clncl Sprt | 3 - SC170 - Pulm Svc Patient Education Kiosk, Clncl Sprt | 3 - SC170 - Pulm Svc Patient Education Kiosk, Clncl Sprt | 3 - SC170 - Pulm Svc Patient Education Kiosk, Clncl Sprt
JSN | NAME | QTY | ACQ/INS | DESCRIPTION
A1010 | Telecommunication Outlet | 1 | VV | Telecommunication outlet location.
A1012 | Telephone, Wall Mounted, 1 Line | 1 | VV | Telephone, wall mounted, 1 line.
E0042 | Workcenter, Computer, Free Standing, 48" W | 1 | VV | THIS TYPICAL INCLUDES: 1 Tool Rail 2 Paper Tray 1 Diagonal Tray 1 Freestanding Work Surface 1 Mobile Pedestal, Box/File 1 Adjustable Keyboard Tray
F0280 | Chair, Swivel, Low Back | 1 | VV | Low back contemporary swivel chair, 37" high X 25" wide X 31" deep with a five (5) caster swivel base, arms and foam padded seat and back upholstered with either woven textile fabric or vinyl.
F2000 | Basket, Wastepaper, Fire Resistant | 1 | VV | Wastepaper basket, fire resistant, approximately 40 quart capacity. This unit is used to collect and temporarily store small quantities of paper refuse in patient rooms, administrative areas and nursing stations. Size and shape varies depending on the application and manufacturer selected.
M1801 | Computer, Microprocessing, w/Flat Panel Monitor | 7 | VV | Desk top microprocessing computer. The unit shall consist of a central processing mini tower, flat panel monitor, keyboard, mouse and speakers. The system shall have the following minimum characteristics: a 2.8 GHz Pentium processor; 512 MB memory; 80GB hard drive; 32/48x CD-ROMDVD combo; 1.44MB network interface card; video 32 MB NVIDIA; a 18 inch flat panel monitor. The computer is used throughout the facility to input, manipulate and retrieve information.
M1890 | Kiosk, Educational, Stand-Up | 1 | VV | A free standing Kiosk providing educational information for patients. The kiosk will, as a minimum, include a computer, an LCD display of approximately 19" with a touch screen, keyboard with track ball, speakers, printer, card reader, bar code scanner and housed in a durable steel enclosure. The unit will contain all necessary software packages to satisfy a wide spectrum of information distribution. Final configuration of kiosk will be determined at time of purchase.
4 - SC171 - Pulm Svc Patient Education Room, Clncl Sprt | 4 - SC171 - Pulm Svc Patient Education Room, Clncl Sprt | 4 - SC171 - Pulm Svc Patient Education Room, Clncl Sprt | 4 - SC171 - Pulm Svc Patient Education Room, Clncl Sprt | 4 - SC171 - Pulm Svc Patient Education Room, Clncl Sprt
JSN | NAME | QTY | ACQ/INS | DESCRIPTION
A1010 | Telecommunication Outlet | 2 | VV | Telecommunication outlet location.
A6046 | Artwork, Decorative, With Frame | 2 | VV | This JSN is to be used for determining and defining location of decorative artwork.
E0042 | Workcenter, Computer, Free Standing, 48" W | 2 | VV | THIS TYPICAL INCLUDES: 1 Tool Rail 2 Paper Tray 1 Diagonal Tray 1 Freestanding Work Surface 1 Mobile Pedestal, Box/File 1 Adjustable Keyboard Tray
F0280 | Chair, Swivel, Low Back | 4 | VV | Low back contemporary swivel chair, 37" high X 25" wide X 31" deep with a five (5) caster swivel base, arms and foam padded seat and back upholstered with either woven textile fabric or vinyl.
F2000 | Basket, Wastepaper, Fire Resistant | 2 | VV | Wastepaper basket, fire resistant, approximately 40 quart capacity. This unit is used to collect and temporarily store small quantities of paper refuse in patient rooms, administrative areas and nursing stations. Size and shape varies depending on the application and manufacturer selected.
F2300 | Rack, Magazine, Wall Mounted | 1 | VV | Wall mounted magazine rack with nine (9) magazine holding compartments.
F2310 | Rack, Pamphlet, Wall Mounted | 1 | VV | Wall mounted pamphlet rack up to 12 (twelve) pamphlet holding pockets. Unit is used to store and display educational pamphlets.
F3200 | Clock, Battery, 12" Diameter | 1 | VV | Clock, 12" diameter. Round surface, easy to read numbers with sweep second hand. Wall mounted unit for use when impractical to install a fully synchronized clock system. Battery operated, (batteries not included).
M1801 | Computer, Microprocessing, w/Flat Panel Monitor | 2 | VV | Desk top microprocessing computer. The unit shall consist of a central processing mini tower, flat panel monitor, keyboard, mouse and speakers. The system shall have the following minimum characteristics: a 2.8 GHz Pentium processor; 512 MB memory; 80GB hard drive; 32/48x CD-ROMDVD combo; 1.44MB network interface card; video 32 MB NVIDIA; a 18 inch flat panel monitor. The computer is used throughout the facility to input, manipulate and retrieve information.
M1825 | Printer, Computer | 2 | VV | High resolution computer printer with a variety of type styles and sheet/envelope feeder trays. Database information reflects network ready, medium duty office style laser printers. Other types of printers (bubble jet, dot matrix, line or plotter) as well as light or heavy use capabilities are available.
5 - SB136 - Pulm Svc Family Toilet, Bldg Sprt | 5 - SB136 - Pulm Svc Family Toilet, Bldg Sprt | 5 - SB136 - Pulm Svc Family Toilet, Bldg Sprt | 5 - SB136 - Pulm Svc Family Toilet, Bldg Sprt | 5 - SB136 - Pulm Svc Family Toilet, Bldg Sprt
JSN | NAME | QTY | ACQ/INS | DESCRIPTION
A1067 | Mirror, Float Glass, ADA Accessible | 1 | CC | A high quality 1/4" polished float glass mirror with a stainless steel frame. Frame holds mirror in a tilted position for accessibility and compliance with ADA requirements. Mirror has a galvanized steel back secured to frame with concealed screws with integral horizontal hanging brackets. Mirror shall be approximately 18" wide and 36" high. Other sizes are available.
A4995 | Table, Diaper Changing, Wall Mounted | 1 | CC | Wall mounted diaper changing table for use in public restrooms. Unit is a fold down system that folds upward when not in use for minimal intrusion into the room. Changing surface is contoured and has safety belt to insure that an infant will not fall from the table. Table is designed to hold no less than 250 pounds static weight. Closed dimensions are approximately 21" H x 36" W x 5" D. Open dimensions vary according to style. One system's open dimensions are 15 " high, 32" wide and 19" deep.
A5075 | Dispenser, Soap, Disposable | 1 | VV | Disposable soap dispenser. One-handed dispensing operation. Designed to accommodate disposable soap cartridge and valve.
A5082 | Dispenser, Paper Towel, Sensor, Hands Free | 1 | CC | A surface mounted, sensor activated, automatic, roll paper towel dispenser. The unit dispenses a paper towel automatically only when hands are place in position below the dispenser for maximum sanitation and hygiene. May include adjustable settings for sheet length, time delay, and sensor range. Unit is battery operated or with optional AC power adapter.
A5090 | Disposal, Sanitary Napkin, SS, Surface Mounted | 1 | CC | A surface mounted, satin finish stainless steel, sanitary napkin disposal. Disposal features a flip-up cover, secured to the container by a heavy duty stainless steel piano-hinge. Disposal may be secured to wall or toilet partition. For general purpose use in female toilet stalls or rooms and uni-sex toilet rooms.
A5109 | Grab Bar, 1-1/4" Dia., SS, 2 Wall, W/C Accessible | 1 | CC | A 1-1/4" diameter, satin finish stainless steel, peened gripping surface, 2 wall toilet stall/ room, grab bar with concealed mounting flanges. Snap over flanges are provided to conceal mounting screws. A selection of mounting kits and concealed anchor devices are available from the manufacturers for different types of installations. Grab bar shall comply with barrier-free accessibility guidelines for structural strength. For typical water closet applications in toilet stalls and rooms where ADA (American's With Disabilities Act) requirements must be met.
A5145 | Hook, Garment, Double, SS, Surface Mounted | 1 | CC | A surface mounted, satin finish stainless steel, double garment hook. Equipped with a concealed mounting bracket that is secured to a concealed wall plate. For general purpose use throughout the facility to hang various items of apparel.
A5200 | Dispenser, Toilet Tissue, SS, 2-Roll, Surface Mntd | 1 | CC | A concealed surface mounted, double roll, satin finish stainless steel, toilet tissue dispenser. Unit accommodates two standard-core toilet tissue rolls through 5" in diameter. Spindles are chrome plated plastic with a heavy-duty internal spring and turn freely for non-controlled delivery. For general purpose use in restrooms.
CT025 | Countertop, Solid Surface with Sink Combination | 1 | CC | A solid, nonporous countertop approximately 36"W x 22"D with a undercounter sink combination. The countertop is an acrylic-based solid surface product with a standard thickness of 1", and a 4" butt backsplash/curb. Surfaces will be easy to clean and maintain. Also referred to as a work surface or work top with sink. Available in a choice of colors, depths and sink shapes. Used for various applications in patient rooms, restrooms and throughout the facility. Usually a part of a casework interior design program. Unit does not include the drain and faucet.
F2015 | Basket, Wastepaper, Metal/Plastic,2 Swinging Doors | 1 | VV | Metal receptacle for soiled / used towels or waste. Equipped with a removable tapered top with two independently operating self-closing, spring hinged doors. Used in public facilities for the collection and temporary storage of refuse.
P9050 | Toilet, Wall Hung, Siphon Jet | 1 | CC | Siphon jet water closet/ toilet. This unit is wall hung with an elongated bowl, top spud flushometer, seat with open front and check hinge, and carrier. Used in restrooms throughout the health care facility.
6 - SB191 - Pulm Svc Visitor Toilet, Bldg Sprt | 6 - SB191 - Pulm Svc Visitor Toilet, Bldg Sprt | 6 - SB191 - Pulm Svc Visitor Toilet, Bldg Sprt | 6 - SB191 - Pulm Svc Visitor Toilet, Bldg Sprt | 6 - SB191 - Pulm Svc Visitor Toilet, Bldg Sprt
JSN | NAME | QTY | ACQ/INS | DESCRIPTION
A1067 | Mirror, Float Glass, ADA Accessible | 1 | CC | A high quality 1/4" polished float glass mirror with a stainless steel frame. Frame holds mirror in a tilted position for accessibility and compliance with ADA requirements. Mirror has a galvanized steel back secured to frame with concealed screws with integral horizontal hanging brackets. Mirror shall be approximately 18" wide and 36" high. Other sizes are available.
A4995 | Table, Diaper Changing, Wall Mounted | 1 | CC | Wall mounted diaper changing table for use in public restrooms. Unit is a fold down system that folds upward when not in use for minimal intrusion into the room. Changing surface is contoured and has safety belt to insure that an infant will not fall from the table. Table is designed to hold no less than 250 pounds static weight. Closed dimensions are approximately 21" H x 36" W x 5" D. Open dimensions vary according to style. One system's open dimensions are 15 " high, 32" wide and 19" deep.
A5075 | Dispenser, Soap, Disposable | 1 | VV | Disposable soap dispenser. One-handed dispensing operation. Designed to accommodate disposable soap cartridge and valve.
A5082 | Dispenser, Paper Towel, Sensor, Hands Free | 1 | CC | A surface mounted, sensor activated, automatic, roll paper towel dispenser. The unit dispenses a paper towel automatically only when hands are place in position below the dispenser for maximum sanitation and hygiene. May include adjustable settings for sheet length, time delay, and sensor range. Unit is battery operated or with optional AC power adapter.
A5090 | Disposal, Sanitary Napkin, SS, Surface Mounted | 1 | CC | A surface mounted, satin finish stainless steel, sanitary napkin disposal. Disposal features a flip-up cover, secured to the container by a heavy duty stainless steel piano-hinge. Disposal may be secured to wall or toilet partition. For general purpose use in female toilet stalls or rooms and uni-sex toilet rooms.
A5109 | Grab Bar, 1-1/4" Dia., SS, 2 Wall, W/C Accessible | 1 | CC | A 1-1/4" diameter, satin finish stainless steel, peened gripping surface, 2 wall toilet stall/ room, grab bar with concealed mounting flanges. Snap over flanges are provided to conceal mounting screws. A selection of mounting kits and concealed anchor devices are available from the manufacturers for different types of installations. Grab bar shall comply with barrier-free accessibility guidelines for structural strength. For typical water closet applications in toilet stalls and rooms where ADA (American's With Disabilities Act) requirements must be met.
A5145 | Hook, Garment, Double, SS, Surface Mounted | 1 | CC | A surface mounted, satin finish stainless steel, double garment hook. Equipped with a concealed mounting bracket that is secured to a concealed wall plate. For general purpose use throughout the facility to hang various items of apparel.
A5200 | Dispenser, Toilet Tissue, SS, 2-Roll, Surface Mntd | 1 | CC | A concealed surface mounted, double roll, satin finish stainless steel, toilet tissue dispenser. Unit accommodates two standard-core toilet tissue rolls through 5" in diameter. Spindles are chrome plated plastic with a heavy-duty internal spring and turn freely for non-controlled delivery. For general purpose use in restrooms.
F2010 | Basket, Wastepaper, Step-On | 1 | VV | "Step-on" wastepaper basket with inner liner and foot petal activated flip top.
P3200 | Lavatory, Vitreous China, Slab Type w/Sens Op Fauc | 1 | CC | Wall mounted, slab type, vitreous china, lavatory (approximately 7 x 15 x 10 inches) with faucet holes on 4 inch centers; electronic sensor operated, goose neck spout and grid strainer. It shall be suitable for use in clinics, offices and patient care areas.
P9050 | Toilet, Wall Hung, Siphon Jet | 1 | CC | Siphon jet water closet/ toilet. This unit is wall hung with an elongated bowl, top spud flushometer, seat with open front and check hinge, and carrier. Used in restrooms throughout the health care facility.
2 - PULMONARY MEDICINE / RESPIRATORY CARE PATIENT AREA | 2 - PULMONARY MEDICINE / RESPIRATORY CARE PATIENT AREA | 2 - PULMONARY MEDICINE / RESPIRATORY CARE PATIENT AREA | 2 - PULMONARY MEDICINE / RESPIRATORY CARE PATIENT AREA | 2 - PULMONARY MEDICINE / RESPIRATORY CARE PATIENT AREA
1 - CPL01 - Pulmonary Function Testing Laboratory, Pulm Svc | 1 - CPL01 - Pulmonary Function Testing Laboratory, Pulm Svc | 1 - CPL01 - Pulmonary Function Testing Laboratory, Pulm Svc | 1 - CPL01 - Pulmonary Function Testing Laboratory, Pulm Svc | 1 - CPL01 - Pulmonary Function Testing Laboratory, Pulm Svc
JSN | NAME | QTY | ACQ/INS | DESCRIPTION
A1010 | Telecommunication Outlet | 2 | VV | Telecommunication outlet location.
A1012 | Telephone, Wall Mounted, 1 Line | 1 | VV | Telephone, wall mounted, 1 line.
A5075 | Dispenser, Soap, Disposable | 1 | VV | Disposable soap dispenser. One-handed dispensing operation. Designed to accommodate disposable soap cartridge and valve.
A5080 | Dispenser, Paper Towel, SS, Surface Mounted | 1 | CC | A surface mounted, satin finish stainless steel, single-fold, paper towel dispenser. Dispenser features: tumbler lock; front hinged at bottom; and refill indicator slot. Minimum capacity 400 single-fold paper towels. For general purpose use throughout the facility.
E0222 | Worksurface, Computer, O/H Cab, Wall Mtd, 48" W | 1 | VV | THIS TYPICAL INCLUDES: 2 Vertical Hanging Strips 1 Lockable Flipper Unit 1 Shelf, Storage/Display 1 Light 1 Tack board 1 Cantilevered Work Surface 1 Adjustable Keyboard Tray 1 CPU Holder
F0205 | Chair, Side With Arms | 1 | VV | Upholstered side chair, 32" high X 21" wide X 23" deep with arms, padded seats and padded backs. Seat height is a minimum of 17". Available with or without sled base.
F0280 | Chair, Swivel, Low Back | 1 | VV | Low back contemporary swivel chair, 37" high X 25" wide X 31" deep with a five (5) caster swivel base, arms and foam padded seat and back upholstered with either woven textile fabric or vinyl.
F2000 | Basket, Wastepaper, Fire Resistant | 1 | VV | Wastepaper basket, fire resistant, approximately 40 quart capacity. This unit is used to collect and temporarily store small quantities of paper refuse in patient rooms, administrative areas and nursing stations. Size and shape varies depending on the application and manufacturer selected.
F3200 | Clock, Battery, 12" Diameter | 1 | VV | Clock, 12" diameter. Round surface, easy to read numbers with sweep second hand. Wall mounted unit for use when impractical to install a fully synchronized clock system. Battery operated, (batteries not included).
M0720 | Analyzer, Pulmonary Function, w/Computer | 1 | VV | Pulmonary function analyzer system. Unit includes whole body plethysmography, spirometer, computer, and gas analyzers. Computer based system for use in cardio-pulmonary areas. The system measures the ventilation, diffusion and distribution of gases in the lungs. It has automatic calibration and valves are pneumatically operated and controlled by the computer. Used to measure the performance of a patient's respiratory system; for out-patient or pre-surgical screening. Systems have specific high pressure air and oxygen and low pressure helium requirements. Refer to manufacturer's literature.
M1801 | Computer, Microprocessing, w/Flat Panel Monitor | 1 | VV | Desk top microprocessing computer. The unit shall consist of a central processing mini tower, flat panel monitor, keyboard, mouse and speakers. The system shall have the following minimum characteristics: a 2.8 GHz Pentium processor; 512 MB memory; 80GB hard drive; 32/48x CD-ROMDVD combo; 1.44MB network interface card; video 32 MB NVIDIA; a 18 inch flat panel monitor. The computer is used throughout the facility to input, manipulate and retrieve information.
M4040 | Scale, Weighing, 300 Pound Capacity | 1 | VV | Person weighing scale with 300 pound capacity. Unit consists of a rugged base frame of 3/32" thick steel with a non-slip surface and a speedometer dial with ultra sensitive registering mechanisms. Scale is designed for medical use.
P3100 | Lavatory, Vitreous China, Slab Type | 1 | CC | Wall mounted, slab type, vitreous china, lavatory (approximate bowl size 7"x15"x10") with: faucet holes on 4" centers; gooseneck spout; wrist blade handles; and grid strainer. It shall be suitable for use in clinics, offices, washrooms or patient care area.
2 - CPL02 - Extended Pulmonary Function Testing Laboratory, Pulm Svc | 2 - CPL02 - Extended Pulmonary Function Testing Laboratory, Pulm Svc | 2 - CPL02 - Extended Pulmonary Function Testing Laboratory, Pulm Svc | 2 - CPL02 - Extended Pulmonary Function Testing Laboratory, Pulm Svc | 2 - CPL02 - Extended Pulmonary Function Testing Laboratory, Pulm Svc
JSN | NAME | QTY | ACQ/INS | DESCRIPTION
A1011 | Telephone, Desk, 1 Line | 1 | VV | Telephone, desk, 1 line.
A5075 | Dispenser, Soap, Disposable | 1 | VV | Disposable soap dispenser. One-handed dispensing operation. Designed to accommodate disposable soap cartridge and valve.
A5080 | Dispenser, Paper Towel, SS, Surface Mounted | 1 | CC | A surface mounted, satin finish stainless steel, single-fold, paper towel dispenser. Dispenser features: tumbler lock; front hinged at bottom; and refill indicator slot. Minimum capacity 400 single-fold paper towels. For general purpose use throughout the facility.
A5107 | Dispenser, Glove, Surgical/Examination, Wall Mntd | 1 | VV | Examination three (Small Medium, Large) glove dispenser box for wall mounting. Fabricated of either cold rolled steel with a white baked enamel finish, plastic or acrylic. Hardware not included, Option 3 powder coated steel.
A5145 | Hook, Garment, Double, SS, Surface Mounted | 1 | CC | A surface mounted, satin finish stainless steel, double garment hook. Equipped with a concealed mounting bracket that is secured to a concealed wall plate. For general purpose use throughout the facility to hang various items of apparel.
E0222 | Worksurface, Computer, O/H Cab, Wall Mtd, 48" W | 1 | VV | THIS TYPICAL INCLUDES: 2 Vertical Hanging Strips 1 Lockable Flipper Unit 1 Shelf, Storage/Display 1 Light 1 Tack board 1 Cantilevered Work Surface 1 Adjustable Keyboard Tray 1 CPU Holder
F0205 | Chair, Side With Arms | 1 | VV | Upholstered side chair, 32" high X 21" wide X 23" deep with arms, padded seats and padded backs. Seat height is a minimum of 17". Available with or without sled base.
F0210 | Chair, Side, Without Arms | 1 | VV | Upholstered side chair approximately 32" high X 19" wide X 23" deep with floor glides. Seat is non-tilting and without arms.
F2010 | Basket, Wastepaper, Step-On | 1 | VV | "Step-on" wastepaper basket with inner liner and foot petal activated flip top.
F3200 | Clock, Battery, 12" Diameter | 1 | VV | Clock, 12" diameter. Round surface, easy to read numbers with sweep second hand. Wall mounted unit for use when impractical to install a fully synchronized clock system. Battery operated, (batteries not included).
M0720 | Analyzer, Pulmonary Function, w/Computer | 1 | VV | Pulmonary function analyzer system. Unit includes whole body plethysmography, spirometer, computer, and gas analyzers. Computer based system for use in cardio-pulmonary areas. The system measures the ventilation, diffusion and distribution of gases in the lungs. It has automatic calibration and valves are pneumatically operated and controlled by the computer. Used to measure the performance of a patient's respiratory system; for out-patient or pre-surgical screening. Systems have specific high pressure air and oxygen and low pressure helium requirements. Refer to manufacturer's literature.
M1801 | Computer, Microprocessing, w/Flat Panel Monitor | 1 | VV | Desk top microprocessing computer. The unit shall consist of a central processing mini tower, flat panel monitor, keyboard, mouse and speakers. The system shall have the following minimum characteristics: a 2.8 GHz Pentium processor; 512 MB memory; 80GB hard drive; 32/48x CD-ROMDVD combo; 1.44MB network interface card; video 32 MB NVIDIA; a 18 inch flat panel monitor. The computer is used throughout the facility to input, manipulate and retrieve information.
M4020 | Scale, Person Weighing, High Capacity | 1 | VV | High capacity, person weighing scale. Large digital readout displays weight in pounds, or kilograms. Hand rails. Shall be supported by fixed heavy-duty legs in stationary position. Capacity up to 800 pounds. Optional equipment: battery pack with rechargeable batteries and built-in recharger. Designed to weigh large ambulatory patients.
P3100 | Lavatory, Vitreous China, Slab Type | 1 | CC | Wall mounted, slab type, vitreous china, lavatory (approximate bowl size 7"x15"x10") with: faucet holes on 4" centers; gooseneck spout; wrist blade handles; and grid strainer. It shall be suitable for use in clinics, offices, washrooms or patient care area.
3 - CPL03 - Pulmonary Physiology Exercise Laboratory, Pulm Svc | 3 - CPL03 - Pulmonary Physiology Exercise Laboratory, Pulm Svc | 3 - CPL03 - Pulmonary Physiology Exercise Laboratory, Pulm Svc | 3 - CPL03 - Pulmonary Physiology Exercise Laboratory, Pulm Svc | 3 - CPL03 - Pulmonary Physiology Exercise Laboratory, Pulm Svc
JSN | NAME | QTY | ACQ/INS | DESCRIPTION
A1010 | Telecommunication Outlet | 2 | VV | Telecommunication outlet location.
A1014 | Telephone, Wall Mounted, 1 Line, With Speaker | 1 | VV | Telephone, wall mounted, 1 line, with speaker.
A1066 | Mirror, Float Glass, With SS Frame | 1 | CC | A high quality 1/4" polished float glass mirror 36X18, framed in a one-piece, bright polished, stainless steel channel frame with 90° mitered corners. All edges of the mirror are protected by absorbing filler strips. Mirror has a galvanized steel back with integral horizontal hanging brackets and wall hanger for concealed mounting. For mounting above single wall mounted lavatories located in toilet areas, Doctors examination offices, etc. May also be used above double lavatories, either wall or countertop mounted, found in restroom areas.
A5075 | Dispenser, Soap, Disposable | 1 | VV | Disposable soap dispenser. One-handed dispensing operation. Designed to accommodate disposable soap cartridge and valve.
A5080 | Dispenser, Paper Towel, SS, Surface Mounted | 1 | CC | A surface mounted, satin finish stainless steel, single-fold, paper towel dispenser. Dispenser features: tumbler lock; front hinged at bottom; and refill indicator slot. Minimum capacity 400 single-fold paper towels. For general purpose use throughout the facility.
A5107 | Dispenser, Glove, Surgical/Examination, Wall Mntd | 1 | VV | Examination three (Small Medium, Large) glove dispenser box for wall mounting. Fabricated of either cold rolled steel with a white baked enamel finish, plastic or acrylic. Hardware not included, Option 3 powder coated steel.
A5108 | Waste Disposal Unit, Sharps | 1 | VV | A container for collecting and transporting syringes and other sharps for decontamination and disposal. Available in 2 gallon and 8 gallon with locking rotor. Complies with OSHA regulations for handling sharps.
A5145 | Hook, Garment, Double, SS, Surface Mounted | 1 | CC | A surface mounted, satin finish stainless steel, double garment hook. Equipped with a concealed mounting bracket that is secured to a concealed wall plate. For general purpose use throughout the facility to hang various items of apparel.
E0912 | Locker, Supply, Med Surg, Wall Mtd | 1 | VV | Medical/Surgical Supply locker, Wall Mounted, approximately 23"W x 20"D. THIS TYPICAL INCLUDES: 1 Wall Mounted Rail 1 Locked Storage Container 4 Tray/Shelves 5 Drawers, 3"H 2 Drawers, 6"H 2 Tray/Shelf Dividers Drawer Organizer Bins Consider the need for an E0921 to transport the locker from place to place.
E1500 | Rail, MOD, W/MNTD, HX144XD | 1 | VV | Wall mounted rail used for hanging (mounting) lockers, shelves and drawers on a wall.
F0205 | Chair, Side With Arms | 1 | VV | Upholstered side chair, 32" high X 21" wide X 23" deep with arms, padded seats and padded backs. Seat height is a minimum of 17". Available with or without sled base.
F0210 | Chair, Side, Without Arms | 1 | VV | Upholstered side chair approximately 32" high X 19" wide X 23" deep with floor glides. Seat is non-tilting and without arms.
F2000 | Basket, Wastepaper, Fire Resistant | 1 | VV | Wastepaper basket, fire resistant, approximately 40 quart capacity. This unit is used to collect and temporarily store small quantities of paper refuse in patient rooms, administrative areas and nursing stations. Size and shape varies depending on the application and manufacturer selected.
F3200 | Clock, Battery, 12" Diameter | 1 | VV | Clock, 12" diameter. Round surface, easy to read numbers with sweep second hand. Wall mounted unit for use when impractical to install a fully synchronized clock system. Battery operated, (batteries not included).
G1026 | Exercise Apparatus, Weight Training, Multi-Station | 1 | VV | Multi-station weight training apparatus for physical development and rehabilitation. Unit features a variety of benches, pull bars, supports and seats grouped around a central frame containing one or more weight stacks. Each station is designed to exercise specific muscle groups. A person can perform an extensive weight training routine by moving around the apparatus from station to station. More than one person can use the apparatus simultaneously by training at different stations. The number and types of exercises available depend on the specific model of equipment chosen. Greater system weight capacities for high level athletic competition training are available on some models. The room ceiling may have to be raised to accommodate this equipment. The database specifications refer to a higher end system with a large number of training stations and a standard weight set.
M0715 | Pulmonary Function Analyzer, Portable | 1 | VV | Portable pulmonary function analyzer. It includes a spirometer computer and gas analyzers. The system provides automatic calculations of inspiratory or expiratory volumes and flows, and gas distribution measurements. Portable or cart-mountable unit that can be wheeled anywhere in the hospital. Used as a screening system to determine baseline ventilatory function along with types and degrees of impairments to a patient's respiratory system.
M0750 | Flowmeter, Air, Connect w/50 PSI Supply | 1 | VV | Air flowmeter. Unit has a stainless steel needle valve with clear flowtube for connection to 50 PSI air outlet from central pipeline system. Requires the appropriate adapter for connection to the wall outlet and fitting to connect to tubing. Database prices reflect fittings with an attached DISS power outlet. Other outlet and adapter configurations are available.
M0755 | Flowmeter, Oxygen, Low Flow | 1 | VV | Oxygen flowmeter. Consists of a clear crystal flowtube calibrated to 3.5 or 8 LPM depending on manufacturer. For oxygen regulation in hospital settings. Database pricing includes DISS fitting and DISS power outlet and wall adapter. Other fitting and adapter configurations are available.
M0765 | Regulator, Vacuum | 1 | VV | Vacuum pressure regulator for connection to central piped vacuum system. Standard display scale is graduated at least from 0 to 200 mm Hg of vacuum. Displays on specialized regulators may cover other vacuum ranges. Regulator type (continuous, intermittent, continuous/intermittent, surgical, pediatric, thoracic, etc.) as required. To be used in delivery, neonatal, pediatrics or any area where suction is required. Database pricing reflects continuous regulators graduated to 200 mm Hg with a full line vacuum selection switch and DISS configured inlets and outlets.
M1801 | Computer, Microprocessing, w/Flat Panel Monitor | 1 | VV | Desk top microprocessing computer. The unit shall consist of a central processing mini tower, flat panel monitor, keyboard, mouse and speakers. The system shall have the following minimum characteristics: a 2.8 GHz Pentium processor; 512 MB memory; 80GB hard drive; 32/48x CD-ROMDVD combo; 1.44MB network interface card; video 32 MB NVIDIA; a 18 inch flat panel monitor. The computer is used throughout the facility to input, manipulate and retrieve information.
M1825 | Printer, Computer | 1 | VV | High resolution computer printer with a variety of type styles and sheet/envelope feeder trays. Database information reflects network ready, medium duty office style laser printers. Other types of printers (bubble jet, dot matrix, line or plotter) as well as light or heavy use capabilities are available.
M3070 | Hamper, Linen, Mobile, w/Lid | 1 | VV | Mobile linen hamper with hand or foot operated lid. Made of heavy tubular stainless steel with heavy gauge welded steel platform. Holds 25" hamper bags. Mounted on ball bearing casters. For linen transport in hospitals and clinics.
M4020 | Scale, Person Weighing, High Capacity | 1 | VV | High capacity, person weighing scale. Large digital readout displays weight in pounds, or kilograms. Hand rails. Shall be supported by fixed heavy-duty legs in stationary position. Capacity up to 800 pounds. Optional equipment: battery pack with rechargeable batteries and built-in recharger. Designed to weigh large ambulatory patients.
M4116 | Monitor, Vital Signs | 1 | VV | Electronic sphygmomanometer. LCD displays non-invasive blood pressure, pulse rate and temperature. Used in hospitals and clinics. Includes an optional mobile stand.
M5030 | Stool, Surgeon, Revolving | 1 | VV | Revolving stool. Consists of a padded upholstered seat with height adjustment. Unit rotates and is mounted on ball bearing swivel casters. Designed for use in examinations, treatment, and surgical procedures.
M8185 | System, Stress Exercise, w/Treadmill | 1 | VV | Stress exercise system with treadmill and respiratory/metabolic assessment. The system includes an ECG amplifier, chart recorder, display, console, treadmill and modules for respiratory/metabolic assessment. Used to determine patient's functional capacity, predict and diagnose cardiopulmonary and vascular diseases and for rehabilitation of patients recovering from leg injuries or other type of illness. Some vendors require a NEMA 5-20R non-locking receptacle for their treadmills.
4 - SC271 - Pulm Svc Consult Room, Clncl Sprt | 4 - SC271 - Pulm Svc Consult Room, Clncl Sprt | 4 - SC271 - Pulm Svc Consult Room, Clncl Sprt | 4 - SC271 - Pulm Svc Consult Room, Clncl Sprt | 4 - SC271 - Pulm Svc Consult Room, Clncl Sprt
JSN | NAME | QTY | ACQ/INS | DESCRIPTION
A1010 | Telecommunication Outlet | 2 | VV | Telecommunication outlet location.
A1012 | Telephone, Wall Mounted, 1 Line | 1 | VV | Telephone, wall mounted, 1 line.
A5145 | Hook, Garment, Double, SS, Surface Mounted | 1 | CC | A surface mounted, satin finish stainless steel, double garment hook. Equipped with a concealed mounting bracket that is secured to a concealed wall plate. For general purpose use throughout the facility to hang various items of apparel.
F0115 | Bookcase, Open, 5 Shelf | 1 | VV | Freestanding open shelf bookcase, approximately 82" high X 37" wide X 18" deep with 5 (five) adjustable shelves. Unit can be separate or part of a system with available add-on shelving.
F0205 | Chair, Side With Arms | 3 | VV | Upholstered side chair, 32" high X 21" wide X 23" deep with arms, padded seats and padded backs. Seat height is a minimum of 17". Available with or without sled base.
F0750 | Table, Office, (size as required) | 1 | VV | Office table, sized as required. May be used as either a four (4) to six (6) person conference table or as an extra work surface area.
F2000 | Basket, Wastepaper, Fire Resistant | 1 | VV | Wastepaper basket, fire resistant, approximately 40 quart capacity. This unit is used to collect and temporarily store small quantities of paper refuse in patient rooms, administrative areas and nursing stations. Size and shape varies depending on the application and manufacturer selected.
F3200 | Clock, Battery, 12" Diameter | 1 | VV | Clock, 12" diameter. Round surface, easy to read numbers with sweep second hand. Wall mounted unit for use when impractical to install a fully synchronized clock system. Battery operated, (batteries not included).
M0506 | Television, Flat Screen | 1 | VV | Flat screen television with approximately 32'" to 40' diagonal screen size. The TV will have built-in speakers, NTSC tuner, a 16:9 wide screen aspect ratio, a minimum of 1280 x 768 resolution and a remote control.
M1802 | Work Station, Computer, Retractable, Wall Mounted | 1 | VV | A wall mounted retractable work station. Work station is used as a computer station in treatment rooms, exam rooms and areas where physical space in limited.
5 - SB201 - Pulm Svc Patient Toilet, Bldg Sprt | 5 - SB201 - Pulm Svc Patient Toilet, Bldg Sprt | 5 - SB201 - Pulm Svc Patient Toilet, Bldg Sprt | 5 - SB201 - Pulm Svc Patient Toilet, Bldg Sprt | 5 - SB201 - Pulm Svc Patient Toilet, Bldg Sprt
JSN | NAME | QTY | ACQ/INS | DESCRIPTION
A1067 | Mirror, Float Glass, ADA Accessible | 1 | CC | A high quality 1/4" polished float glass mirror with a stainless steel frame. Frame holds mirror in a tilted position for accessibility and compliance with ADA requirements. Mirror has a galvanized steel back secured to frame with concealed screws with integral horizontal hanging brackets. Mirror shall be approximately 18" wide and 36" high. Other sizes are available.
A5075 | Dispenser, Soap, Disposable | 1 | VV | Disposable soap dispenser. One-handed dispensing operation. Designed to accommodate disposable soap cartridge and valve.
A5082 | Dispenser, Paper Towel, Sensor, Hands Free | 1 | CC | A surface mounted, sensor activated, automatic, roll paper towel dispenser. The unit dispenses a paper towel automatically only when hands are place in position below the dispenser for maximum sanitation and hygiene. May include adjustable settings for sheet length, time delay, and sensor range. Unit is battery operated or with optional AC power adapter.
A5090 | Disposal, Sanitary Napkin, SS, Surface Mounted | 1 | CC | A surface mounted, satin finish stainless steel, sanitary napkin disposal. Disposal features a flip-up cover, secured to the container by a heavy duty stainless steel piano-hinge. Disposal may be secured to wall or toilet partition. For general purpose use in female toilet stalls or rooms and uni-sex toilet rooms.
A5109 | Grab Bar, 1-1/4" Dia., SS, 2 Wall, W/C Accessible | 1 | CC | A 1-1/4" diameter, satin finish stainless steel, peened gripping surface, 2 wall toilet stall/ room, grab bar with concealed mounting flanges. Snap over flanges are provided to conceal mounting screws. A selection of mounting kits and concealed anchor devices are available from the manufacturers for different types of installations. Grab bar shall comply with barrier-free accessibility guidelines for structural strength. For typical water closet applications in toilet stalls and rooms where ADA (American's With Disabilities Act) requirements must be met.
A5145 | Hook, Garment, Double, SS, Surface Mounted | 1 | CC | A surface mounted, satin finish stainless steel, double garment hook. Equipped with a concealed mounting bracket that is secured to a concealed wall plate. For general purpose use throughout the facility to hang various items of apparel.
A5200 | Dispenser, Toilet Tissue, SS, 2-Roll, Surface Mntd | 1 | CC | A concealed surface mounted, double roll, satin finish stainless steel, toilet tissue dispenser. Unit accommodates two standard-core toilet tissue rolls through 5" in diameter. Spindles are chrome plated plastic with a heavy-duty internal spring and turn freely for non-controlled delivery. For general purpose use in restrooms.
F2010 | Basket, Wastepaper, Step-On | 1 | VV | "Step-on" wastepaper basket with inner liner and foot petal activated flip top.
P3000 | Lavatory, Vitreous China, Straight Back | 1 | CC | Wall mounted, vitreous china lavatory (approximate bowl size 7"x15"x10") with: straight-front apron, straight or contoured back; faucet holes on 4" centers; gooseneck spout; wrist blade handles; and grid strainer. It shall be suitable for use in clinics, offices, washrooms or patient care areas.
P9050 | Toilet, Wall Hung, Siphon Jet | 1 | CC | Siphon jet water closet/ toilet. This unit is wall hung with an elongated bowl, top spud flushometer, seat with open front and check hinge, and carrier. Used in restrooms throughout the health care facility.
6 - SB199 - Pulm Svc Patient Toilet / Shower, Bldg Sprt | 6 - SB199 - Pulm Svc Patient Toilet / Shower, Bldg Sprt | 6 - SB199 - Pulm Svc Patient Toilet / Shower, Bldg Sprt | 6 - SB199 - Pulm Svc Patient Toilet / Shower, Bldg Sprt | 6 - SB199 - Pulm Svc Patient Toilet / Shower, Bldg Sprt
JSN | NAME | QTY | ACQ/INS | DESCRIPTION
A1066 | Mirror, Float Glass, With SS Frame | 1 | CC | A high quality 1/4" polished float glass mirror 36X18, framed in a one-piece, bright polished, stainless steel channel frame with 90° mitered corners. All edges of the mirror are protected by absorbing filler strips. Mirror has a galvanized steel back with integral horizontal hanging brackets and wall hanger for concealed mounting. For mounting above single wall mounted lavatories located in toilet areas, Doctors examination offices, etc. May also be used above double lavatories, either wall or countertop mounted, found in restroom areas.
A5030 | Bench, Stall, Shower, Built In | 1 | CC | Shower bench; built-in. Eighteen (18) gauge stainless steel frame with anchors built-in into the wall. Size and shape as required.
A5075 | Dispenser, Soap, Disposable | 1 | VV | Disposable soap dispenser. One-handed dispensing operation. Designed to accommodate disposable soap cartridge and valve.
A5082 | Dispenser, Paper Towel, Sensor, Hands Free | 1 | CC | A surface mounted, sensor activated, automatic, roll paper towel dispenser. The unit dispenses a paper towel automatically only when hands are place in position below the dispenser for maximum sanitation and hygiene. May include adjustable settings for sheet length, time delay, and sensor range. Unit is battery operated or with optional AC power adapter.
A5090 | Disposal, Sanitary Napkin, SS, Surface Mounted | 1 | CC | A surface mounted, satin finish stainless steel, sanitary napkin disposal. Disposal features a flip-up cover, secured to the container by a heavy duty stainless steel piano-hinge. Disposal may be secured to wall or toilet partition. For general purpose use in female toilet stalls or rooms and uni-sex toilet rooms.
A5109 | Grab Bar, 1-1/4" Dia., SS, 2 Wall, W/C Accessible | 1 | CC | A 1-1/4" diameter, satin finish stainless steel, peened gripping surface, 2 wall toilet stall/ room, grab bar with concealed mounting flanges. Snap over flanges are provided to conceal mounting screws. A selection of mounting kits and concealed anchor devices are available from the manufacturers for different types of installations. Grab bar shall comply with barrier-free accessibility guidelines for structural strength. For typical water closet applications in toilet stalls and rooms where ADA (American's With Disabilities Act) requirements must be met.
A5110 | Grab Bar, 1-1/4" Dia., SS, 2 Wall, Shower Use | 1 | CC | A 1-1/4" diameter, satin finish stainless steel, peened gripping surface, 2 wall shower, grab bar with concealed mounting flanges. Snap over flanges are provided to conceal mounting screws. A selection of mounting kits and concealed anchor devices are available from the manufacturers for different types of installations. Grab bar shall comply with barrier-free accessibility guidelines for structural strength. For typical applications in shower stalls where ADA (American's With Disabilities Act) requirements must be met.
A5145 | Hook, Garment, Double, SS, Surface Mounted | 1 | CC | A surface mounted, satin finish stainless steel, double garment hook. Equipped with a concealed mounting bracket that is secured to a concealed wall plate. For general purpose use throughout the facility to hang various items of apparel.
A5170 | Rod, Shower Curtain, 1"Diameter, W/Curtain & Hooks | 1 | CC | A concealed mounted, 1" outside diameter, satin finish stainless steel, shower curtain rod with white vinyl shower curtain (72" H) and SS shower curtain hooks. Rod and curtain available in various widths. For general purpose use at shower stall or bathtub locations. Pricing based upon standard shower stall dimensions of 36" x 36" and a standard curtain height of 72".
A5175 | Soap Dish, With Bar, SS, Recessed | 1 | CC | A recessed mounted, satin finish stainless steel, soap dish with bar. Soap dish furnished with retaining lip and mounting clamp for installation in stud walls or countertop aprons. For general purpose use in shower stalls or at bathtub locations.
A5200 | Dispenser, Toilet Tissue, SS, 2-Roll, Surface Mntd | 1 | CC | A concealed surface mounted, double roll, satin finish stainless steel, toilet tissue dispenser. Unit accommodates two standard-core toilet tissue rolls through 5" in diameter. Spindles are chrome plated plastic with a heavy-duty internal spring and turn freely for non-controlled delivery. For general purpose use in restrooms.
A5205 | Bar, Towel, 1" Diameter, SS, Surface Mounted | 1 | CC | A surface mounted, satin finish stainless steel, 1" diameter, towel bar. Support posts and flanges are one piece, chrome-plated, cast heavy brass with satin finish. Towel bar shall not rotate within support posts. Available in 18", 24" and 30" widths. For general purpose use in shower or bathtub rooms. Pricing based upon a suggested standard width of 18".
F2000 | Basket, Wastepaper, Fire Resistant | 1 | VV | Wastepaper basket, fire resistant, approximately 40 quart capacity. This unit is used to collect and temporarily store small quantities of paper refuse in patient rooms, administrative areas and nursing stations. Size and shape varies depending on the application and manufacturer selected.
P3000 | Lavatory, Vitreous China, Straight Back | 1 | CC | Wall mounted, vitreous china lavatory (approximate bowl size 7"x15"x10") with: straight-front apron, straight or contoured back; faucet holes on 4" centers; gooseneck spout; wrist blade handles; and grid strainer. It shall be suitable for use in clinics, offices, washrooms or patient care areas.
P5040 | Shower, Single, Hand-Held | 1 | CC | A complete, barrier-free, single hand-held, personal shower system. The shower system includes: pressure balanced mixing valve with high temperature limit stop; personal hand shower; shower hose; wall supply; and slide bar. For general purpose use throughout the facility in shower stalls.
P9050 | Toilet, Wall Hung, Siphon Jet | 1 | CC | Siphon jet water closet/ toilet. This unit is wall hung with an elongated bowl, top spud flushometer, seat with open front and check hinge, and carrier. Used in restrooms throughout the health care facility.
3 - BRONCHOSCOPY PATIENT AREA | 3 - BRONCHOSCOPY PATIENT AREA | 3 - BRONCHOSCOPY PATIENT AREA | 3 - BRONCHOSCOPY PATIENT AREA | 3 - BRONCHOSCOPY PATIENT AREA
1 - CPL11 - Bronchoscopy Procedure Room, Pulm Svc | 1 - CPL11 - Bronchoscopy Procedure Room, Pulm Svc | 1 - CPL11 - Bronchoscopy Procedure Room, Pulm Svc | 1 - CPL11 - Bronchoscopy Procedure Room, Pulm Svc | 1 - CPL11 - Bronchoscopy Procedure Room, Pulm Svc
JSN | NAME | QTY | ACQ/INS | DESCRIPTION
A1010 | Telecommunication Outlet | 2 | VV | Telecommunication outlet location.
A1012 | Telephone, Wall Mounted, 1 Line | 1 | VV | Telephone, wall mounted, 1 line.
A1122 | Column, Equipment Arm, Ceiling Mounted, Surgery | 1 | CC | A ceiling mounted retractable equipment arm for use in the OR. Designed to provide equipment placement support, power receptacles including low-voltage panels, gas outlets and flat screen mounting for a surgical suite. Unit will provide a range of motion of up to 330 degrees with arm providing additional vertical movement. Units are custom configured with multiple options available. Price is based on a unit with two (double) retractable arms. Also available are units for use in anesthesia, ICU and ER.
A1165 | Track, IV, Ceiling Mounted, 7 Foot | 2 | CC | 7 ft. ceiling mounted IV track. Unit consists of a straight thick anodized aluminum track. It includes a carrier with self locking hinge, hook for attaching bottle hanger, and an adjustable pendant. Designed for dispensing IV solutions.
A5075 | Dispenser, Soap, Disposable | 1 | VV | Disposable soap dispenser. One-handed dispensing operation. Designed to accommodate disposable soap cartridge and valve.
A5080 | Dispenser, Paper Towel, SS, Surface Mounted | 1 | CC | A surface mounted, satin finish stainless steel, single-fold, paper towel dispenser. Dispenser features: tumbler lock; front hinged at bottom; and refill indicator slot. Minimum capacity 400 single-fold paper towels. For general purpose use throughout the facility.
A5107 | Dispenser, Glove, Surgical/Examination, Wall Mntd | 1 | VV | Examination three (Small Medium, Large) glove dispenser box for wall mounting. Fabricated of either cold rolled steel with a white baked enamel finish, plastic or acrylic. Hardware not included, Option 3 powder coated steel.
A5108 | Waste Disposal Unit, Sharps | 1 | VV | A container for collecting and transporting syringes and other sharps for decontamination and disposal. Available in 2 gallon and 8 gallon with locking rotor. Complies with OSHA regulations for handling sharps.
A5145 | Hook, Garment, Double, SS, Surface Mounted | 1 | CC | A surface mounted, satin finish stainless steel, double garment hook. Equipped with a concealed mounting bracket that is secured to a concealed wall plate. For general purpose use throughout the facility to hang various items of apparel.
A5180 | Track, Cubicle, Surface Mounted, With Curtain | 14 | VV | Surface mounted cubicle track, with curtain. Track constructed of thick extruded aluminum. Equipped with self lubricating carriers, beaded drop chain hooks, and flame resistant curtain. To include removable end caps. Designed to be suspended around patient areas where privacy is needed. Price listed is per foot of the track, curtains to be priced per quote.
C03F0 | Cabinet, U/C/B, 1 Shelf, 2 Half DR, 2 DO, 36x30x22 | 1 | CC | Standing height under counter base cabinet with an adjustable shelf and two half width drawers above solid hinged doors. Also referred to as a combination cabinet or a drawer and cupboard cabinet. For general purpose use throughout the facility.
C03P0 | Cabinet, Sink, U/C/B, 2 Door, 30" W | 1 | CC | Standing height under counter base sink cabinet. 36" H x 30" W x 22" D with two solid hinged doors. Also referred to as a double-door sink cabinet. For general purpose use throughout the facility where a sink is to be used. Coordinate actual clear cabinet dimension with the actual outside dimension of sink that is specified to ensure that they are compatible.
CE030 | Cabinet, W/H, 2 SH, 2 GDO, Sloping Top, 38x30x13 | 1 | CC | Wall hung cabinet with two adjustable shelves, framed-glass hinged doors, and sloping top. Also referred to as a framed-glass hinged double door wall case. For general purpose use throughout the facility.
CS200 | Sink, SS, Single Compartment, 12x28x16 ID | 1 | CC | Single compartment stainless steel sink, drop-in, self-rimming, ledge-type, connected with a drain and provided with a mixing faucet. It shall also be provided with pre-punched fixture holes on 4" center, integral back ledge to accommodate deck-mounted fixtures, brushed/polished interior and top surfaces, and sound deadened. Recommended for use in suspended or U/C/B sink cabinets having a high plastic laminate or Chemsurf laminate countertop/work surface. Coordinate actual outside sink dimensions with the actual clear dimension of cabinet specified to ensure that they are compatible. For general purpose use throughout the facility.
CT020 | Countertop, Solid Surface | 1 | CC | A solid, nonporous countertop with a smooth seamless appearance. Easy to clean and maintain and with proper cleaning does not support the growth of mold. An acrylic-based solid surface product. Standard thickness of 1", and a 4" butt backsplash/curb. Also referred to as a work surface or work top. Available in a choice of colors and depths. Used in lab and other hospital areas requiring optimum physical and chemical resisting properties.
E0930 | Locker, Supply, 6 Drawers, Mobile, 29"W x 20"D | 1 | VV | THIS TYPICAL INCLUDES: 1 Mobile Supply Locker 2 Tray/Shelf 4 Drawers, 3"H 2 Drawers, 6"H Drawer Organizer Bins
E0948 | Cart, General Storage, Mobile, 42"H x 32"W x 22"D | 1 | VV | THIS TYPICAL INCLUDES: 1 Cart Body, Style-A Narrow, w/Raised Edge Top 2 Drawers, 3" H 4 Drawers, 6" H 1 Accessory Rail, Side Drawer Organizer Bins
E1500 | Rail, MOD, W/MNTD, HX144XD | 2 | VV | Wall mounted rail used for hanging (mounting) lockers, shelves and drawers on a wall.
F0340 | Stool, Self Adjusting | 1 | VV | Self adjusting stool. Consists of a foam padded upholstered seat with attached foot rest for added comfort. Mounted on swivel casters. Designed for doctor's use during examinations.
F0540 | Cart, Scope, Transport | 1 | VV | A cart designed specifically for the safe transport of endoscopy scopes. The cart will have a lightweight frame of a tubular welded construction. The sides and back panels will be of a foamed resin with a work top of seamless, raised edge plastic. The cart will have rectangle or round trays with lids and will have 4 casters with 2 locking. Cart may have a roll-top door with a key lock.
F2000 | Basket, Wastepaper, Fire Resistant | 1 | VV | Wastepaper basket, fire resistant, approximately 40 quart capacity. This unit is used to collect and temporarily store small quantities of paper refuse in patient rooms, administrative areas and nursing stations. Size and shape varies depending on the application and manufacturer selected.
F3200 | Clock, Battery, 12" Diameter | 1 | VV | Clock, 12" diameter. Round surface, easy to read numbers with sweep second hand. Wall mounted unit for use when impractical to install a fully synchronized clock system. Battery operated, (batteries not included).
M1801 | Computer, Microprocessing, w/Flat Panel Monitor | 1 | VV | Desk top microprocessing computer. The unit shall consist of a central processing mini tower, flat panel monitor, keyboard, mouse and speakers. The system shall have the following minimum characteristics: a 2.8 GHz Pentium processor; 512 MB memory; 80GB hard drive; 32/48x CD-ROMDVD combo; 1.44MB network interface card; video 32 MB NVIDIA; a 18 inch flat panel monitor. The computer is used throughout the facility to input, manipulate and retrieve information.
M1803 | Workstation, Computer, Wall Mounted, Adjustable | 1 | VV | A wall mounted computer workstation with height adjustable monitor and keyboard arms. Keyboard and monitor can be stored within 8" to 10" of wall. Fingertip adjustability for keyboard and monitor enable frequent position changes. Unit contains an integrated cable management system to hide wires. A separate wall-mounted CPU holder is included.
M3070 | Hamper, Linen, Mobile, w/Lid | 1 | VV | Mobile linen hamper with hand or foot operated lid. Made of heavy tubular stainless steel with heavy gauge welded steel platform. Holds 25" hamper bags. Mounted on ball bearing casters. For linen transport in hospitals and clinics.
M3072 | Frame, Infectious Waste Bag w/Lid | 1 | VV | Frame for an infectious waste collection bag. Made of heavy tubular stainless steel with heavy gauge welded steel platform. Adjust to hold 18" or 25" trash bags. Mounted on ball bearing casters and includes permanently mounted hinged lid. Provides means of bagging infectious waste at point of waste generation.
M3160 | Cabinet, Storage, Hanging Scopes | 1 | VV | Scope hanging cabinet. Cabinet has the capacity to hold up to nine scopes. Some cabinets may have a roll top closure and optional storage drawer.
M3175 | Electrosurgical Unit, Dual Output | 1 | VV | Dual output electrosurgical unit. Solid state power source with foot switch jacks, monopolar and bipolar outputs, and four independent modes of operation. Used in the operating room or surgicenter as an alternative to the scalpel for cutting tissue.
M4116 | Monitor, Vital Signs | 1 | VV | Electronic sphygmomanometer. LCD displays non-invasive blood pressure, pulse rate and temperature. Used in hospitals and clinics. Includes an optional mobile stand.
M4266 | Pump, Volumetric, Infusion, Multiple Line | 1 | VV | Volumetric infusion pump. Pump is self-regulating with automatic sensor and adjustable rate. Equipped with visual and audible alarms and up to 10 hour capacity battery. For the administration of a wide variety of therapeutic agents where precise control is required. Unit provides individual control to IV lines simultaneously.
M4665 | Stretcher, Recovery, Surgical | 1 | VV | Recovery/surgical stretcher. Strong I-beam construction type unit. The height is adjustable with manual backrest and crank operated knee catch. Stainless or painted steel top and chassis. Features 8" or 10" conductive casters, with lock and brake, folding, tuck-away chrome side-rails and IV stand and a flame retardant antibacterial mattress. Designed for operating room transport or recovery applications.
M7470 | Light, Surgical, Ceiling, Single, Small | 1 | CC | Ceiling mounted surgical light. Consists of a single lamp head up to 24" in diameter depending on the manufacturer. Unit provides heat filtered, color corrected light. Most lights require a minimum ceiling height of 8 feet 2 inches; check manufacturers' specific recommendations. Light head is in a movable yoke attached to a column hanging from the ceiling. For minor surgery and obstetrical procedures. Physical dimensions refer to the retracted light; one length of the dual swing arm around the center mount for width and depth and the height is the combined lamp head and folded arms height.
M8607 | Endoscopy Cart, Fiberoptic, w/Video, Info. Mgmt. | 1 | VV | Endoscopy cart with video, print and information management capabilities for use with fiberoptic (direct vision) endoscopes. This cart does not work with videoscopes. System takes optical images from a single endoscope and directly records them or converts them to digital signals for recording and enhancement. A typical system includes two carts, a light source, an insufflator, a suction unit, an electrosurgical apparatus, a heat probe unit, a digital camera converter, a camera controller, a monitor, a video recorder, a computer system with software and a color printer. This JSN does not include the endoscope; refer to the endoscope JSNs from M8500-M8550. Each cart can support one or more types of endoscopes and should be specifically tailored to its intended use. This cart is intended for stand alone use although it may be connected to an endoscopy information management system. Database physical information and pricing is for a high end system on two carts containing one of each of the mentioned components. The electrical power draw will require two separate circuits.
M8810 | Stand, Mayo | 1 | VV | Adjustable instrument table. Table is corrosion resistant stainless steel construction and is mounted on two casters with two skid rails. It has telescopic upright adjusts from 39 inches to 60 inches with automatic locking device, and removable 13"x19" instrument tray. Designed for use in operating and procedure rooms.
M8830 | Table, Instrument/Dressing, Mobile | 1 | VV | Mobile instrument/dressing table, approximately 34" H x 20" W x 16" D Corrosion resistant stainless steel mobile table with sound-deadening shelf and drawer. Unit is mounted on 2" casters. Designed for all purpose use in the hospital or clinic.
M8900 | Carriage, Pail, CRS, Without Pail | 1 | VV | Carriage, pail (kick bucket) CRS. Consists of a stainless steel ring type carriage mounted on ball bearing casters. Includes circular non-marring bumper. For use in the surgical operating room.
M8905 | Pail, Utility, CRS, With Carriage | 1 | VV | Utility pail (kick bucket). Shall be a stainless steel 12 quart bucket for use in surgical operating rooms.
P3100 | Lavatory, Vitreous China, Slab Type | 1 | CC | Wall mounted, slab type, vitreous china, lavatory (approximate bowl size 7"x15"x10") with: faucet holes on 4" centers; gooseneck spout; wrist blade handles; and grid strainer. It shall be suitable for use in clinics, offices, washrooms or patient care area.
2 - CPL12 - Bronchoscopy Equipment Cleaning Room, Pulm Svc | 2 - CPL12 - Bronchoscopy Equipment Cleaning Room, Pulm Svc | 2 - CPL12 - Bronchoscopy Equipment Cleaning Room, Pulm Svc | 2 - CPL12 - Bronchoscopy Equipment Cleaning Room, Pulm Svc | 2 - CPL12 - Bronchoscopy Equipment Cleaning Room, Pulm Svc
JSN | NAME | QTY | ACQ/INS | DESCRIPTION
_0042 | Incubator, Biological Indicator | 1 | VV | 'A rapid readout biological that monitors the effectiveness of the sterilization process with results usually within one hour. System consists of biological indicators and auto-reader. Auto-reader has advance electronics LCD panel and audible alarm.
A1010 | Telecommunication Outlet | 1 | VV | Telecommunication outlet location.
A1014 | Telephone, Wall Mounted, 1 Line, With Speaker | 1 | VV | Telephone, wall mounted, 1 line, with speaker.
A5160 | Shelf, 8" Depth, SS, Surface Mounted | 1 | CC | A surface mounted, satin finish, stainless steel shelf with a minimum depth of 8". Mounting brackets are welded to shelf. Shelf is available in various widths. For general purpose use in scrub areas/rooms or other areas of the facility where a SS shelf is required. Pricing based upon a 36" width.
CT050 | Countertop, Stainless Steel | 1 | CC | Stainless steel countertop (composition of heavy-gauge Type No. 304 stainless steel) having a smooth satin finish and integral 4" backsplash/curb. Also referred to as a corrosion-resistant steel work surface or work top. Available in various depths. Used in areas where excellent ease of cleaning, abrasion resistance, bacteria resistance, impact resistance, load capacity and moisture resistance, are of concern. Pricing based upon a 24" depth.
M1801 | Computer, Microprocessing, w/Flat Panel Monitor | 1 | VV | Desk top microprocessing computer. The unit shall consist of a central processing mini tower, flat panel monitor, keyboard, mouse and speakers. The system shall have the following minimum characteristics: a 2.8 GHz Pentium processor; 512 MB memory; 80GB hard drive; 32/48x CD-ROMDVD combo; 1.44MB network interface card; video 32 MB NVIDIA; a 18 inch flat panel monitor. The computer is used throughout the facility to input, manipulate and retrieve information.
S0442 | Sterilizer,Stm,VAC,2DO,RCSD 2WLL,24x36x48 Chamber | 2 | CC | A recessed mounted (through two walls), double door (right or left-hinged, appropriate door configuration to be indicated on equipment elevation drawings), vacuum, sterilizer utilizing a remote electric steam generator. The unit is controlled by a microcomputer that monitors and controls all unit operations and functions and provides both audible and visual indications of deviations. A printer-recorder documents and records each cycle performance. For general purpose pre-vacuum or gravity steam sterilization of hospital and laboratory supplies at temperatures in the range from 110°C to 135°C (230°F to 275°F). A liquid cycle is also provided at temperatures in the range from 100°C to 121°C (212°F to 250°F). NOTE: For the electric steam generator, refer to JSN: S1830. Doors may be power operated.
S0495 | Loading Car & Transfer Carriage, 24x36x48 Chamber | 4 | CC | Loading car and transfer carriage for use with sterilizers having a 24x36x48 chamber. Loading car is a welded, CRS framework with two full-length adjustable shelves of CRS welded sheet metal and wire. Transfer carriage is constructed of a welded CRS or painted for corrosion protection frame and provided two fixed and two swivel casters. Loading car is secured to the transfer carriage by a locking mechanism. For loading and unloading 24x36x48 sterilizers and for transferring goods to and from processing areas.
3 - SB201 - Pulm Svc Bronchoscopy Patient Toilet, Bldg Sprt | 3 - SB201 - Pulm Svc Bronchoscopy Patient Toilet, Bldg Sprt | 3 - SB201 - Pulm Svc Bronchoscopy Patient Toilet, Bldg Sprt | 3 - SB201 - Pulm Svc Bronchoscopy Patient Toilet, Bldg Sprt | 3 - SB201 - Pulm Svc Bronchoscopy Patient Toilet, Bldg Sprt
JSN | NAME | QTY | ACQ/INS | DESCRIPTION
A1067 | Mirror, Float Glass, ADA Accessible | 1 | CC | A high quality 1/4" polished float glass mirror with a stainless steel frame. Frame holds mirror in a tilted position for accessibility and compliance with ADA requirements. Mirror has a galvanized steel back secured to frame with concealed screws with integral horizontal hanging brackets. Mirror shall be approximately 18" wide and 36" high. Other sizes are available.
A5075 | Dispenser, Soap, Disposable | 1 | VV | Disposable soap dispenser. One-handed dispensing operation. Designed to accommodate disposable soap cartridge and valve.
A5082 | Dispenser, Paper Towel, Sensor, Hands Free | 1 | CC | A surface mounted, sensor activated, automatic, roll paper towel dispenser. The unit dispenses a paper towel automatically only when hands are place in position below the dispenser for maximum sanitation and hygiene. May include adjustable settings for sheet length, time delay, and sensor range. Unit is battery operated or with optional AC power adapter.
A5090 | Disposal, Sanitary Napkin, SS, Surface Mounted | 1 | CC | A surface mounted, satin finish stainless steel, sanitary napkin disposal. Disposal features a flip-up cover, secured to the container by a heavy duty stainless steel piano-hinge. Disposal may be secured to wall or toilet partition. For general purpose use in female toilet stalls or rooms and uni-sex toilet rooms.
A5109 | Grab Bar, 1-1/4" Dia., SS, 2 Wall, W/C Accessible | 1 | CC | A 1-1/4" diameter, satin finish stainless steel, peened gripping surface, 2 wall toilet stall/ room, grab bar with concealed mounting flanges. Snap over flanges are provided to conceal mounting screws. A selection of mounting kits and concealed anchor devices are available from the manufacturers for different types of installations. Grab bar shall comply with barrier-free accessibility guidelines for structural strength. For typical water closet applications in toilet stalls and rooms where ADA (American's With Disabilities Act) requirements must be met.
A5145 | Hook, Garment, Double, SS, Surface Mounted | 1 | CC | A surface mounted, satin finish stainless steel, double garment hook. Equipped with a concealed mounting bracket that is secured to a concealed wall plate. For general purpose use throughout the facility to hang various items of apparel.
A5200 | Dispenser, Toilet Tissue, SS, 2-Roll, Surface Mntd | 1 | CC | A concealed surface mounted, double roll, satin finish stainless steel, toilet tissue dispenser. Unit accommodates two standard-core toilet tissue rolls through 5" in diameter. Spindles are chrome plated plastic with a heavy-duty internal spring and turn freely for non-controlled delivery. For general purpose use in restrooms.
F2010 | Basket, Wastepaper, Step-On | 1 | VV | "Step-on" wastepaper basket with inner liner and foot petal activated flip top.
P3000 | Lavatory, Vitreous China, Straight Back | 1 | CC | Wall mounted, vitreous china lavatory (approximate bowl size 7"x15"x10") with: straight-front apron, straight or contoured back; faucet holes on 4" centers; gooseneck spout; wrist blade handles; and grid strainer. It shall be suitable for use in clinics, offices, washrooms or patient care areas.
P9050 | Toilet, Wall Hung, Siphon Jet | 1 | CC | Siphon jet water closet/ toilet. This unit is wall hung with an elongated bowl, top spud flushometer, seat with open front and check hinge, and carrier. Used in restrooms throughout the health care facility.
4 - SLEEP STUDY PATIENT AREA | 4 - SLEEP STUDY PATIENT AREA | 4 - SLEEP STUDY PATIENT AREA | 4 - SLEEP STUDY PATIENT AREA | 4 - SLEEP STUDY PATIENT AREA
1 - CPL21 - Sleep Study Room, Pulm Svc | 1 - CPL21 - Sleep Study Room, Pulm Svc | 1 - CPL21 - Sleep Study Room, Pulm Svc | 1 - CPL21 - Sleep Study Room, Pulm Svc | 1 - CPL21 - Sleep Study Room, Pulm Svc
JSN | NAME | QTY | ACQ/INS | DESCRIPTION
A1010 | Telecommunication Outlet | 2 | VV | Telecommunication outlet location.
A5106 | Waste Disposal Unit, Sharps w/Glove Dispenser | 1 | VV | The unit is designed for the disposal of sharps and complies with OSHA guidelines for the handling of sharps. It shall house a 5 quart container and be capable of being mounted on a wall. It shall have a glove dispenser attached. The unit shall be secured by a locked enclosure.
A5180 | Track, Cubicle, Surface Mounted, With Curtain | 1 | VV | Surface mounted cubicle track, with curtain. Track constructed of thick extruded aluminum. Equipped with self lubricating carriers, beaded drop chain hooks, and flame resistant curtain. To include removable end caps. Designed to be suspended around patient areas where privacy is needed. Price listed is per foot of the track, curtains to be priced per quote.
F0205 | Chair, Side With Arms | 1 | VV | Upholstered side chair, 32" high X 21" wide X 23" deep with arms, padded seats and padded backs. Seat height is a minimum of 17". Available with or without sled base.
F0555 | Wardrobe, Patient Clothing | 1 | VV | Clothing wardrobe for storage of patient clothing in a LDR/ LDRP or patient rooms. This item is selected to match the resuscitation Armoire, JSN F0550, if used, in finish and style.
F0740 | Table, Occasional, Lamp | 1 | VV | Occasional lamp table (end table) approximately 20" high X 27" wide X 27" deep with choice of finishes (wood, oak veneer, or high pressure laminate).
F2000 | Basket, Wastepaper, Fire Resistant | 1 | VV | Wastepaper basket, fire resistant, approximately 40 quart capacity. This unit is used to collect and temporarily store small quantities of paper refuse in patient rooms, administrative areas and nursing stations. Size and shape varies depending on the application and manufacturer selected.
F2420 | Lamp, Table, With Shade | 1 | VV | Table lamp, 27-34" high X 6" wide X 6" deep with linen shade. Convenience outlet required at point of use.
F3050 | Whiteboard, Dry Erase | 1 | VV | Whiteboard unit, approximately 36" H x 48" W consisting of a white porcelain enamel writing surface with an attached chalk tray. Magnetic surface available. Image can be easily removed with a standard chalkboard eraser. For use with water color pens. Unit is ready to hang.
M1801 | Computer, Microprocessing, w/Flat Panel Monitor | 1 | VV | Desk top microprocessing computer. The unit shall consist of a central processing mini tower, flat panel monitor, keyboard, mouse and speakers. The system shall have the following minimum characteristics: a 2.8 GHz Pentium processor; 512 MB memory; 80GB hard drive; 32/48x CD-ROMDVD combo; 1.44MB network interface card; video 32 MB NVIDIA; a 18 inch flat panel monitor. The computer is used throughout the facility to input, manipulate and retrieve information.
M1802 | Work Station, Computer, Retractable, Wall Mounted | 1 | VV | A wall mounted retractable work station. Work station is used as a computer station in treatment rooms, exam rooms and areas where physical space in limited.
M3072 | Frame, Infectious Waste Bag w/Lid | 1 | VV | Frame for an infectious waste collection bag. Made of heavy tubular stainless steel with heavy gauge welded steel platform. Adjust to hold 18" or 25" trash bags. Mounted on ball bearing casters and includes permanently mounted hinged lid. Provides means of bagging infectious waste at point of waste generation.
M4100 | Sphygmomanometer, Aneroid, Wall Mounted | 1 | VV | Aneroid sphygmomanometer. Unit is wall mounted and has large graphic dial display for easy reading from all angles. It has a 90 degree (angle) swivel and 10 degree (angle) forward tilt to reduce glare. Unit accuracy is within 1% of reading. Sturdy impact-resistant construction.
M7010 | Bed, Patient, Electric | 1 | VV | Electric patient bed. Includes safety side rails, IV rod insertion slots and patient control panel for a full range of positions. Four wheel locking brakes. Overall bed height adjustable between 16.5 and 31 inches.
M7040 | Table, Overbed | 1 | VV | Overbed table. Adjustable height table constructed of heavy gauge steel. Mounted on 2" diameter twin swivel casters with bumper caps. Table top is constructed with a high pressure plastic laminated surface that resists chipping, scratching, and staining. It includes a vanity tray and a mirror. Table is designed for use over bed, wheelchair or large chair.
M7750 | Recorder, Sleep Study System, w/Pan Zoom Camera | 1 | VV | A portable remote sleep study system consisting of a battery operated 22 channel sleep monitoring system with a wireless receiver, IR camera and required interface hardware and software. The system software manages patient data, acquisition, scoring and reporting.
2 - SB199 - Pulm Svc Sleep Study Patient Toilet / Shower, Bldg Sprt | 2 - SB199 - Pulm Svc Sleep Study Patient Toilet / Shower, Bldg Sprt | 2 - SB199 - Pulm Svc Sleep Study Patient Toilet / Shower, Bldg Sprt | 2 - SB199 - Pulm Svc Sleep Study Patient Toilet / Shower, Bldg Sprt | 2 - SB199 - Pulm Svc Sleep Study Patient Toilet / Shower, Bldg Sprt
JSN | NAME | QTY | ACQ/INS | DESCRIPTION
A1066 | Mirror, Float Glass, With SS Frame | 1 | CC | A high quality 1/4" polished float glass mirror 36X18, framed in a one-piece, bright polished, stainless steel channel frame with 90° mitered corners. All edges of the mirror are protected by absorbing filler strips. Mirror has a galvanized steel back with integral horizontal hanging brackets and wall hanger for concealed mounting. For mounting above single wall mounted lavatories located in toilet areas, Doctors examination offices, etc. May also be used above double lavatories, either wall or countertop mounted, found in restroom areas.
A5030 | Bench, Stall, Shower, Built In | 1 | CC | Shower bench; built-in. Eighteen (18) gauge stainless steel frame with anchors built-in into the wall. Size and shape as required.
A5075 | Dispenser, Soap, Disposable | 1 | VV | Disposable soap dispenser. One-handed dispensing operation. Designed to accommodate disposable soap cartridge and valve.
A5082 | Dispenser, Paper Towel, Sensor, Hands Free | 1 | CC | A surface mounted, sensor activated, automatic, roll paper towel dispenser. The unit dispenses a paper towel automatically only when hands are place in position below the dispenser for maximum sanitation and hygiene. May include adjustable settings for sheet length, time delay, and sensor range. Unit is battery operated or with optional AC power adapter.
A5090 | Disposal, Sanitary Napkin, SS, Surface Mounted | 1 | CC | A surface mounted, satin finish stainless steel, sanitary napkin disposal. Disposal features a flip-up cover, secured to the container by a heavy duty stainless steel piano-hinge. Disposal may be secured to wall or toilet partition. For general purpose use in female toilet stalls or rooms and uni-sex toilet rooms.
A5109 | Grab Bar, 1-1/4" Dia., SS, 2 Wall, W/C Accessible | 1 | CC | A 1-1/4" diameter, satin finish stainless steel, peened gripping surface, 2 wall toilet stall/ room, grab bar with concealed mounting flanges. Snap over flanges are provided to conceal mounting screws. A selection of mounting kits and concealed anchor devices are available from the manufacturers for different types of installations. Grab bar shall comply with barrier-free accessibility guidelines for structural strength. For typical water closet applications in toilet stalls and rooms where ADA (American's With Disabilities Act) requirements must be met.
A5110 | Grab Bar, 1-1/4" Dia., SS, 2 Wall, Shower Use | 1 | CC | A 1-1/4" diameter, satin finish stainless steel, peened gripping surface, 2 wall shower, grab bar with concealed mounting flanges. Snap over flanges are provided to conceal mounting screws. A selection of mounting kits and concealed anchor devices are available from the manufacturers for different types of installations. Grab bar shall comply with barrier-free accessibility guidelines for structural strength. For typical applications in shower stalls where ADA (American's With Disabilities Act) requirements must be met.
A5145 | Hook, Garment, Double, SS, Surface Mounted | 1 | CC | A surface mounted, satin finish stainless steel, double garment hook. Equipped with a concealed mounting bracket that is secured to a concealed wall plate. For general purpose use throughout the facility to hang various items of apparel.
A5170 | Rod, Shower Curtain, 1"Diameter, W/Curtain & Hooks | 1 | CC | A concealed mounted, 1" outside diameter, satin finish stainless steel, shower curtain rod with white vinyl shower curtain (72" H) and SS shower curtain hooks. Rod and curtain available in various widths. For general purpose use at shower stall or bathtub locations. Pricing based upon standard shower stall dimensions of 36" x 36" and a standard curtain height of 72".
A5175 | Soap Dish, With Bar, SS, Recessed | 1 | CC | A recessed mounted, satin finish stainless steel, soap dish with bar. Soap dish furnished with retaining lip and mounting clamp for installation in stud walls or countertop aprons. For general purpose use in shower stalls or at bathtub locations.
A5200 | Dispenser, Toilet Tissue, SS, 2-Roll, Surface Mntd | 1 | CC | A concealed surface mounted, double roll, satin finish stainless steel, toilet tissue dispenser. Unit accommodates two standard-core toilet tissue rolls through 5" in diameter. Spindles are chrome plated plastic with a heavy-duty internal spring and turn freely for non-controlled delivery. For general purpose use in restrooms.
A5205 | Bar, Towel, 1" Diameter, SS, Surface Mounted | 1 | CC | A surface mounted, satin finish stainless steel, 1" diameter, towel bar. Support posts and flanges are one piece, chrome-plated, cast heavy brass with satin finish. Towel bar shall not rotate within support posts. Available in 18", 24" and 30" widths. For general purpose use in shower or bathtub rooms. Pricing based upon a suggested standard width of 18".
F2000 | Basket, Wastepaper, Fire Resistant | 1 | VV | Wastepaper basket, fire resistant, approximately 40 quart capacity. This unit is used to collect and temporarily store small quantities of paper refuse in patient rooms, administrative areas and nursing stations. Size and shape varies depending on the application and manufacturer selected.
P3000 | Lavatory, Vitreous China, Straight Back | 1 | CC | Wall mounted, vitreous china lavatory (approximate bowl size 7"x15"x10") with: straight-front apron, straight or contoured back; faucet holes on 4" centers; gooseneck spout; wrist blade handles; and grid strainer. It shall be suitable for use in clinics, offices, washrooms or patient care areas.
P5040 | Shower, Single, Hand-Held | 1 | CC | A complete, barrier-free, single hand-held, personal shower system. The shower system includes: pressure balanced mixing valve with high temperature limit stop; personal hand shower; shower hose; wall supply; and slide bar. For general purpose use throughout the facility in shower stalls.
P9050 | Toilet, Wall Hung, Siphon Jet | 1 | CC | Siphon jet water closet/ toilet. This unit is wall hung with an elongated bowl, top spud flushometer, seat with open front and check hinge, and carrier. Used in restrooms throughout the health care facility.
3 - CPL22 - Sleep Study Monitoring Room, Pulm Svc | 3 - CPL22 - Sleep Study Monitoring Room, Pulm Svc | 3 - CPL22 - Sleep Study Monitoring Room, Pulm Svc | 3 - CPL22 - Sleep Study Monitoring Room, Pulm Svc | 3 - CPL22 - Sleep Study Monitoring Room, Pulm Svc
JSN | NAME | QTY | ACQ/INS | DESCRIPTION
A1011 | Telephone, Desk, 1 Line | 1 | VV | Telephone, desk, 1 line.
A5145 | Hook, Garment, Double, SS, Surface Mounted | 1 | CC | A surface mounted, satin finish stainless steel, double garment hook. Equipped with a concealed mounting bracket that is secured to a concealed wall plate. For general purpose use throughout the facility to hang various items of apparel.
F0205 | Chair, Side With Arms | 2 | VV | Upholstered side chair, 32" high X 21" wide X 23" deep with arms, padded seats and padded backs. Seat height is a minimum of 17". Available with or without sled base.
F0210 | Chair, Side, Without Arms | 1 | VV | Upholstered side chair approximately 32" high X 19" wide X 23" deep with floor glides. Seat is non-tilting and without arms.
F0640 | Desk, Single Pedestal | 1 | VV | Single pedestal flat top desk, 30" high X 66" wide X 30" deep with right or left hand pedestal, one (1) box drawer, one (1) file drawer, modesty panel and floor glides.
F2000 | Basket, Wastepaper, Fire Resistant | 1 | VV | Wastepaper basket, fire resistant, approximately 40 quart capacity. This unit is used to collect and temporarily store small quantities of paper refuse in patient rooms, administrative areas and nursing stations. Size and shape varies depending on the application and manufacturer selected.
F3200 | Clock, Battery, 12" Diameter | 1 | VV | Clock, 12" diameter. Round surface, easy to read numbers with sweep second hand. Wall mounted unit for use when impractical to install a fully synchronized clock system. Battery operated, (batteries not included).
M0435 | Monitor, CCTV, Small, 9" (Color) | 1 | VV | Nine (9) inch color CCTV monitor, 9" high X 9" wide X 14" deep with a 9" diagonal picture tube. Convenience outlet required at point of use.
M1801 | Computer, Microprocessing, w/Flat Panel Monitor | 1 | VV | Desk top microprocessing computer. The unit shall consist of a central processing mini tower, flat panel monitor, keyboard, mouse and speakers. The system shall have the following minimum characteristics: a 2.8 GHz Pentium processor; 512 MB memory; 80GB hard drive; 32/48x CD-ROMDVD combo; 1.44MB network interface card; video 32 MB NVIDIA; a 18 inch flat panel monitor. The computer is used throughout the facility to input, manipulate and retrieve information.
M1825 | Printer, Computer | 1 | VV | High resolution computer printer with a variety of type styles and sheet/envelope feeder trays. Database information reflects network ready, medium duty office style laser printers. Other types of printers (bubble jet, dot matrix, line or plotter) as well as light or heavy use capabilities are available.
M7750 | Recorder, Sleep Study System, w/Pan Zoom Camera | 1 | VV | A portable remote sleep study system consisting of a battery operated 22 channel sleep monitoring system with a wireless receiver, IR camera and required interface hardware and software. The system software manages patient data, acquisition, scoring and reporting.
4 - CPL23 - Sleep Study Patient Prep Room, Pulm Svc | 4 - CPL23 - Sleep Study Patient Prep Room, Pulm Svc | 4 - CPL23 - Sleep Study Patient Prep Room, Pulm Svc | 4 - CPL23 - Sleep Study Patient Prep Room, Pulm Svc | 4 - CPL23 - Sleep Study Patient Prep Room, Pulm Svc
JSN | NAME | QTY | ACQ/INS | DESCRIPTION
A1012 | Telephone, Wall Mounted, 1 Line | 1 | VV | Telephone, wall mounted, 1 line.
A1107 | Rail System , Utility, Gas and Electric | 1 | CC | The headwall rail system shall consist of three horizontal rails mounted to the patient room headwall to provide utilities and patient services to support ancillary equipment to include gas and vacuum. The rail system must be capable of quickly adding or relocating medical gases services and be able to accept new equipment, provide physical support to equipment, brackets, shelves and other patient support items.
A5075 | Dispenser, Soap, Disposable | 1 | VV | Disposable soap dispenser. One-handed dispensing operation. Designed to accommodate disposable soap cartridge and valve.
A5077 | Dispenser, Hand Sanitizer, Hands-Free | 1 | VV | A touch free wall-mounted hand sanitizer dispenser. For use throughout a healthcare facility. Unit does not include the sanitizing liquid. Units are battery operated.
A5082 | Dispenser, Paper Towel, Sensor, Hands Free | 1 | CC | A surface mounted, sensor activated, automatic, roll paper towel dispenser. The unit dispenses a paper towel automatically only when hands are place in position below the dispenser for maximum sanitation and hygiene. May include adjustable settings for sheet length, time delay, and sensor range. Unit is battery operated or with optional AC power adapter.
A5107 | Dispenser, Glove, Surgical/Examination, Wall Mntd | 1 | VV | Examination three (Small Medium, Large) glove dispenser box for wall mounting. Fabricated of either cold rolled steel with a white baked enamel finish, plastic or acrylic. Hardware not included, Option 3 powder coated steel.
A5108 | Waste Disposal Unit, Sharps | 1 | VV | A container for collecting and transporting syringes and other sharps for decontamination and disposal. Available in 2 gallon and 8 gallon with locking rotor. Complies with OSHA regulations for handling sharps.
A5145 | Hook, Garment, Double, SS, Surface Mounted | 1 | CC | A surface mounted, satin finish stainless steel, double garment hook. Equipped with a concealed mounting bracket that is secured to a concealed wall plate. For general purpose use throughout the facility to hang various items of apparel.
A5180 | Track, Cubicle, Surface Mounted, With Curtain | 6 | VV | Surface mounted cubicle track, with curtain. Track constructed of thick extruded aluminum. Equipped with self lubricating carriers, beaded drop chain hooks, and flame resistant curtain. To include removable end caps. Designed to be suspended around patient areas where privacy is needed. Price listed is per foot of the track, curtains to be priced per quote.
A5212 | Bracket, Television, Wall-Mounted, Tilt/Angle | 1 | VV | A wall mounted, tilt/angled TV bracket for 37" to 80" TVs. Mount will be a universal and VESA compliant unit with a load capacity of up to 130 lbs.
A5220 | Bracket, Television, Wall Backing | 1 | CC | Wall mounted television bracket backing which provides additional support and strength for the installation of the television bracket. Option available for interior or exterior plate and sized for 12” 16” or 24” stud spacing.
C0037 | Rail, Apron, 4x36x1 | 1 | CC | Apron rail. Also referred to as an apron front, apron panel, or knee space rail. Used to close in front knee space area and/or provide work surface support between two base cabinets or a base cabinet and wall. Apron rails should be ordered in pairs to provide both front and rear work surface support.
CS140 | Sink, SS, Single Compartment, 10x14x16 ID | 1 | CC | Single compartment stainless steel sink, drop-in, self-rimming, ledge-type, connected with a drain and provided with a mixing faucet. It shall also be provided with punched fixture holes on 4" center, integral back ledge to accommodate deck-mounted fixtures, brushed/polished interior and top surfaces, and sound deadened. Recommended for use in suspended or U/C/B sink cabinets having a high plastic laminate or Chemsurf laminate countertop/work surface. Coordinate actual outside sink dimensions with the actual clear dimension of cabinet specified to ensure that they are compatible. For general purpose use throughout the facility.
CT020 | Countertop, Solid Surface | 3 | CC | A solid, nonporous countertop with a smooth seamless appearance. Easy to clean and maintain and with proper cleaning does not support the growth of mold. An acrylic-based solid surface product. Standard thickness of 1", and a 4" butt backsplash/curb. Also referred to as a work surface or work top. Available in a choice of colors and depths. Used in lab and other hospital areas requiring optimum physical and chemical resisting properties.
E0948 | Cart, General Storage, Mobile, 42"H x 32"W x 22"D | 1 | VV | THIS TYPICAL INCLUDES: 1 Cart Body, Style-A Narrow, w/Raised Edge Top 2 Drawers, 3" H 4 Drawers, 6" H 1 Accessory Rail, Side Drawer Organizer Bins
F0205 | Chair, Side With Arms | 1 | VV | Upholstered side chair, 32" high X 21" wide X 23" deep with arms, padded seats and padded backs. Seat height is a minimum of 17". Available with or without sled base.
F2010 | Basket, Wastepaper, Step-On | 1 | VV | "Step-on" wastepaper basket with inner liner and foot petal activated flip top.
F3200 | Clock, Battery, 12" Diameter | 1 | VV | Clock, 12" diameter. Round surface, easy to read numbers with sweep second hand. Wall mounted unit for use when impractical to install a fully synchronized clock system. Battery operated, (batteries not included).
M0506 | Television, Flat Screen | 1 | VV | Flat screen television with approximately 32'" to 40' diagonal screen size. The TV will have built-in speakers, NTSC tuner, a 16:9 wide screen aspect ratio, a minimum of 1280 x 768 resolution and a remote control.
M0750 | Flowmeter, Air, Connect w/50 PSI Supply | 1 | VV | Air flowmeter. Unit has a stainless steel needle valve with clear flowtube for connection to 50 PSI air outlet from central pipeline system. Requires the appropriate adapter for connection to the wall outlet and fitting to connect to tubing. Database prices reflect fittings with an attached DISS power outlet. Other outlet and adapter configurations are available.
M0755 | Flowmeter, Oxygen, Low Flow | 1 | VV | Oxygen flowmeter. Consists of a clear crystal flowtube calibrated to 3.5 or 8 LPM depending on manufacturer. For oxygen regulation in hospital settings. Database pricing includes DISS fitting and DISS power outlet and wall adapter. Other fitting and adapter configurations are available.
M0765 | Regulator, Vacuum | 1 | VV | Vacuum pressure regulator for connection to central piped vacuum system. Standard display scale is graduated at least from 0 to 200 mm Hg of vacuum. Displays on specialized regulators may cover other vacuum ranges. Regulator type (continuous, intermittent, continuous/intermittent, surgical, pediatric, thoracic, etc.) as required. To be used in delivery, neonatal, pediatrics or any area where suction is required. Database pricing reflects continuous regulators graduated to 200 mm Hg with a full line vacuum selection switch and DISS configured inlets and outlets.
M1801 | Computer, Microprocessing, w/Flat Panel Monitor | 1 | VV | Desk top microprocessing computer. The unit shall consist of a central processing mini tower, flat panel monitor, keyboard, mouse and speakers. The system shall have the following minimum characteristics: a 2.8 GHz Pentium processor; 512 MB memory; 80GB hard drive; 32/48x CD-ROMDVD combo; 1.44MB network interface card; video 32 MB NVIDIA; a 18 inch flat panel monitor. The computer is used throughout the facility to input, manipulate and retrieve information.
M1803 | Workstation, Computer, Wall Mounted, Adjustable | 1 | VV | A wall mounted computer workstation with height adjustable monitor and keyboard arms. Keyboard and monitor can be stored within 8" to 10" of wall. Fingertip adjustability for keyboard and monitor enable frequent position changes. Unit contains an integrated cable management system to hide wires. A separate wall-mounted CPU holder is included.
M3070 | Hamper, Linen, Mobile, w/Lid | 1 | VV | Mobile linen hamper with hand or foot operated lid. Made of heavy tubular stainless steel with heavy gauge welded steel platform. Holds 25" hamper bags. Mounted on ball bearing casters. For linen transport in hospitals and clinics.
M4255 | Stand, IV, Adjustable | 1 | VV | Adjustable IV stand with 4-hook arrangement. Stand has stainless steel construction with heavy weight base. It adjusts from 66 inches to 100 inches and is mounted on conductive rubber, ball bearing, swivel casters. Stand is used for administering intravenous solutions.
M4266 | Pump, Volumetric, Infusion, Multiple Line | 1 | VV | Volumetric infusion pump. Pump is self-regulating with automatic sensor and adjustable rate. Equipped with visual and audible alarms and up to 10 hour capacity battery. For the administration of a wide variety of therapeutic agents where precise control is required. Unit provides individual control to IV lines simultaneously.
M4665 | Stretcher, Recovery, Surgical | 1 | VV | Recovery/surgical stretcher. Strong I-beam construction type unit. The height is adjustable with manual backrest and crank operated knee catch. Stainless or painted steel top and chassis. Features 8" or 10" conductive casters, with lock and brake, folding, tuck-away chrome side-rails and IV stand and a flame retardant antibacterial mattress. Designed for operating room transport or recovery applications.
M7040 | Table, Overbed | 1 | VV | Overbed table. Adjustable height table constructed of heavy gauge steel. Mounted on 2" diameter twin swivel casters with bumper caps. Table top is constructed with a high pressure plastic laminated surface that resists chipping, scratching, and staining. It includes a vanity tray and a mirror. Table is designed for use over bed, wheelchair or large chair.
M7845 | Monitor, Physiological, Bedside, 4 Channel | 1 | VV | 4 channel bedside physiological monitor. The unit consist of a four-channel non-fade monochrome display monitor, an alarm system and printer-recording capabilities. The monitor has color coded controls and automatic calibration. The unit displays up to four waveforms simultaneously. The parameters to be monitored are user selectable. The monitor may be connected to a central monitoring station. The unit monitors patients in most acute care areas, step-down units, procedure rooms and emergency rooms.
5 - SC294 - Pulm Svc Sleep Study Nourishment Room, Clncl Sprt | 5 - SC294 - Pulm Svc Sleep Study Nourishment Room, Clncl Sprt | 5 - SC294 - Pulm Svc Sleep Study Nourishment Room, Clncl Sprt | 5 - SC294 - Pulm Svc Sleep Study Nourishment Room, Clncl Sprt | 5 - SC294 - Pulm Svc Sleep Study Nourishment Room, Clncl Sprt
JSN | NAME | QTY | ACQ/INS | DESCRIPTION
A5075 | Dispenser, Soap, Disposable | 1 | VV | Disposable soap dispenser. One-handed dispensing operation. Designed to accommodate disposable soap cartridge and valve.
A5080 | Dispenser, Paper Towel, SS, Surface Mounted | 1 | CC | A surface mounted, satin finish stainless steel, single-fold, paper towel dispenser. Dispenser features: tumbler lock; front hinged at bottom; and refill indicator slot. Minimum capacity 400 single-fold paper towels. For general purpose use throughout the facility.
C03F0 | Cabinet, U/C/B, 1 Shelf, 2 Half DR, 2 DO, 36x30x22 | 1 | CC | Standing height under counter base cabinet with an adjustable shelf and two half width drawers above solid hinged doors. Also referred to as a combination cabinet or a drawer and cupboard cabinet. For general purpose use throughout the facility.
C03H0 | Cabinet, U/C/B, 2 Half Drawers, 3 DR, 36x30x22 | 1 | CC | Standing height under counter base cabinet with two half width drawers side-by-side above three full width drawers. Also referred to as a drawer cabinet. For general purpose use throughout the facility.
C03J0 | Cabinet, U/C/B, 8 Half Drawers, 36x30x22 | 1 | CC | Standing height under counter base cabinet with eight half width drawers of equal height. Also referred to as a drawer cabinet. For general purpose use throughout the facility.
C03P0 | Cabinet, Sink, U/C/B, 2 Door, 30" W | 1 | CC | Standing height under counter base sink cabinet. 36" H x 30" W x 22" D with two solid hinged doors. Also referred to as a double-door sink cabinet. For general purpose use throughout the facility where a sink is to be used. Coordinate actual clear cabinet dimension with the actual outside dimension of sink that is specified to ensure that they are compatible.
CE030 | Cabinet, W/H, 2 SH, 2 GDO, Sloping Top, 38x30x13 | 2 | CC | Wall hung cabinet with two adjustable shelves, framed-glass hinged doors, and sloping top. Also referred to as a framed-glass hinged double door wall case. For general purpose use throughout the facility.
CS230 | Sink, SS, Double Compartment, 10x14x16 ID | 1 | CC | Double compartment stainless steel sink, drop-in, self-rimming, ledge-type, connected with a drain and provided with a mixing faucet. It shall also be provided with pre-punched fixture holes on 4" center, integral back ledge to accommodate deck-mounted fixtures, brushed/polished interior and top surfaces, and sound deadened. Recommended for use in suspended or U/C/B sink cabinets having a high plastic laminate or Chemsurf laminate countertop/work surface. Coordinate actual outside sink dimensions with the actual clear dimension of cabinet specified to ensure that they are compatible. For general purpose use throughout the facility.
CT020 | Countertop, Solid Surface | 10 | CC | A solid, nonporous countertop with a smooth seamless appearance. Easy to clean and maintain and with proper cleaning does not support the growth of mold. An acrylic-based solid surface product. Standard thickness of 1", and a 4" butt backsplash/curb. Also referred to as a work surface or work top. Available in a choice of colors and depths. Used in lab and other hospital areas requiring optimum physical and chemical resisting properties.
F2015 | Basket, Wastepaper, Metal/Plastic,2 Swinging Doors | 1 | VV | Metal receptacle for soiled / used towels or waste. Equipped with a removable tapered top with two independently operating self-closing, spring hinged doors. Used in public facilities for the collection and temporary storage of refuse.
K4665 | Oven, Microwave, Consumer | 1 | VV | Counter mounted microwave oven for average duty use. The exterior cabinet can be metal or heavy duty impact resistant plastic. The oven delivers instant energy for rapid heating, defrosting or prime cooking. The oven has touch pad controls, digital timer, power level selector and preprogrammed selectors for commonly cooked items. This oven is commonly found in staff lounges.
R4650 | Ice Maker, Flaked, With Dispenser | 1 | CC | Ice maker dispenser approximately 71" H x 19"D x 24"W. This unit provides flaked ice and cooled water automatically. The unit has a daily capacity up to 650 pounds and a 100 pound capacity stainless steel storage compartment with water station. Unit may be free-standing or counter-mounted, automatic load ice dispenser for food service and healthcare use. The unit is used in healthcare institutions and various commercial food service operations for dispensing ice.
R7250 | Refrigerator/Freezer, 20 Cubic Feet | 1 | VV | Refrigerator/freezer unit. This type unit includes a food saver system that helps keep food fresher. It also includes roll out wheels and is equipped for an optional automatic icemaker. This unit is of commercial or residential design and use.
6 - SC467 - Pulm Svc Sleep Study Clean Linen Alcove, EMS | 6 - SC467 - Pulm Svc Sleep Study Clean Linen Alcove, EMS | 6 - SC467 - Pulm Svc Sleep Study Clean Linen Alcove, EMS | 6 - SC467 - Pulm Svc Sleep Study Clean Linen Alcove, EMS | 6 - SC467 - Pulm Svc Sleep Study Clean Linen Alcove, EMS
JSN | NAME | QTY | ACQ/INS | DESCRIPTION
F0515 | Cart, Supply, Linen | 1 | VV | Closed linen supply cart. Equipped with four (4) non-marking rubber tire roller bearing casters and heavy duty cover. May be used for the delivery and user storage of clean linen as well as the return of soiled linen.
7 - SB191 - Pulm Svc Sleep Study Staff Toilet, Bldg Sprt | 7 - SB191 - Pulm Svc Sleep Study Staff Toilet, Bldg Sprt | 7 - SB191 - Pulm Svc Sleep Study Staff Toilet, Bldg Sprt | 7 - SB191 - Pulm Svc Sleep Study Staff Toilet, Bldg Sprt | 7 - SB191 - Pulm Svc Sleep Study Staff Toilet, Bldg Sprt
JSN | NAME | QTY | ACQ/INS | DESCRIPTION
A1067 | Mirror, Float Glass, ADA Accessible | 1 | CC | A high quality 1/4" polished float glass mirror with a stainless steel frame. Frame holds mirror in a tilted position for accessibility and compliance with ADA requirements. Mirror has a galvanized steel back secured to frame with concealed screws with integral horizontal hanging brackets. Mirror shall be approximately 18" wide and 36" high. Other sizes are available.
A4995 | Table, Diaper Changing, Wall Mounted | 1 | CC | Wall mounted diaper changing table for use in public restrooms. Unit is a fold down system that folds upward when not in use for minimal intrusion into the room. Changing surface is contoured and has safety belt to insure that an infant will not fall from the table. Table is designed to hold no less than 250 pounds static weight. Closed dimensions are approximately 21" H x 36" W x 5" D. Open dimensions vary according to style. One system's open dimensions are 15 " high, 32" wide and 19" deep.
A5075 | Dispenser, Soap, Disposable | 1 | VV | Disposable soap dispenser. One-handed dispensing operation. Designed to accommodate disposable soap cartridge and valve.
A5082 | Dispenser, Paper Towel, Sensor, Hands Free | 1 | CC | A surface mounted, sensor activated, automatic, roll paper towel dispenser. The unit dispenses a paper towel automatically only when hands are place in position below the dispenser for maximum sanitation and hygiene. May include adjustable settings for sheet length, time delay, and sensor range. Unit is battery operated or with optional AC power adapter.
A5090 | Disposal, Sanitary Napkin, SS, Surface Mounted | 1 | CC | A surface mounted, satin finish stainless steel, sanitary napkin disposal. Disposal features a flip-up cover, secured to the container by a heavy duty stainless steel piano-hinge. Disposal may be secured to wall or toilet partition. For general purpose use in female toilet stalls or rooms and uni-sex toilet rooms.
A5109 | Grab Bar, 1-1/4" Dia., SS, 2 Wall, W/C Accessible | 1 | CC | A 1-1/4" diameter, satin finish stainless steel, peened gripping surface, 2 wall toilet stall/ room, grab bar with concealed mounting flanges. Snap over flanges are provided to conceal mounting screws. A selection of mounting kits and concealed anchor devices are available from the manufacturers for different types of installations. Grab bar shall comply with barrier-free accessibility guidelines for structural strength. For typical water closet applications in toilet stalls and rooms where ADA (American's With Disabilities Act) requirements must be met.
A5145 | Hook, Garment, Double, SS, Surface Mounted | 1 | CC | A surface mounted, satin finish stainless steel, double garment hook. Equipped with a concealed mounting bracket that is secured to a concealed wall plate. For general purpose use throughout the facility to hang various items of apparel.
A5200 | Dispenser, Toilet Tissue, SS, 2-Roll, Surface Mntd | 1 | CC | A concealed surface mounted, double roll, satin finish stainless steel, toilet tissue dispenser. Unit accommodates two standard-core toilet tissue rolls through 5" in diameter. Spindles are chrome plated plastic with a heavy-duty internal spring and turn freely for non-controlled delivery. For general purpose use in restrooms.
F2010 | Basket, Wastepaper, Step-On | 1 | VV | "Step-on" wastepaper basket with inner liner and foot petal activated flip top.
P3200 | Lavatory, Vitreous China, Slab Type w/Sens Op Fauc | 1 | CC | Wall mounted, slab type, vitreous china, lavatory (approximately 7 x 15 x 10 inches) with faucet holes on 4 inch centers; electronic sensor operated, goose neck spout and grid strainer. It shall be suitable for use in clinics, offices and patient care areas.
P9050 | Toilet, Wall Hung, Siphon Jet | 1 | CC | Siphon jet water closet/ toilet. This unit is wall hung with an elongated bowl, top spud flushometer, seat with open front and check hinge, and carrier. Used in restrooms throughout the health care facility.
5 - PREP AND RECOVERY PATIENT AREA | 5 - PREP AND RECOVERY PATIENT AREA | 5 - PREP AND RECOVERY PATIENT AREA | 5 - PREP AND RECOVERY PATIENT AREA | 5 - PREP AND RECOVERY PATIENT AREA
1 - CPL31 - Prep / Recovery Room, Pulm Svc | 1 - CPL31 - Prep / Recovery Room, Pulm Svc | 1 - CPL31 - Prep / Recovery Room, Pulm Svc | 1 - CPL31 - Prep / Recovery Room, Pulm Svc | 1 - CPL31 - Prep / Recovery Room, Pulm Svc
JSN | NAME | QTY | ACQ/INS | DESCRIPTION
A1010 | Telecommunication Outlet | 4 | VV | Telecommunication outlet location.
A1107 | Rail System , Utility, Gas and Electric | 3 | CC | The headwall rail system shall consist of three horizontal rails mounted to the patient room headwall to provide utilities and patient services to support ancillary equipment to include gas and vacuum. The rail system must be capable of quickly adding or relocating medical gases services and be able to accept new equipment, provide physical support to equipment, brackets, shelves and other patient support items.
A5077 | Dispenser, Hand Sanitizer, Hands-Free | 3 | VV | A touch free wall-mounted hand sanitizer dispenser. For use throughout a healthcare facility. Unit does not include the sanitizing liquid. Units are battery operated.
A5107 | Dispenser, Glove, Surgical/Examination, Wall Mntd | 3 | VV | Examination three (Small Medium, Large) glove dispenser box for wall mounting. Fabricated of either cold rolled steel with a white baked enamel finish, plastic or acrylic. Hardware not included, Option 3 powder coated steel.
A5108 | Waste Disposal Unit, Sharps | 3 | VV | A container for collecting and transporting syringes and other sharps for decontamination and disposal. Available in 2 gallon and 8 gallon with locking rotor. Complies with OSHA regulations for handling sharps.
A5180 | Track, Cubicle, Surface Mounted, With Curtain | 24 | VV | Surface mounted cubicle track, with curtain. Track constructed of thick extruded aluminum. Equipped with self lubricating carriers, beaded drop chain hooks, and flame resistant curtain. To include removable end caps. Designed to be suspended around patient areas where privacy is needed. Price listed is per foot of the track, curtains to be priced per quote.
E0945 | Cart, Computer, Mobile | 3 | VV | A mobile computer cart for use throughout the facility. The cart dimensions will be approximately 45" H x 30" W x 22" D with casters. May include drawers and miscellaneous other accessories that will be determined at time of purchase. This Typical may include: 1 Cart Body, w/Computer Support, Style-A Narrow, w/Raised Edge Top 1 Flip-Up Shelf 1 Sharps Container Holder 1 Wastebasket 1 Chart Holder 2 Drawers, 3"H 2 Drawers, 6"H 3 Accessory Rail, Side Drawer Organizer Bins
E0948 | Cart, General Storage, Mobile, 42"H x 32"W x 22"D | 3 | VV | THIS TYPICAL INCLUDES: 1 Cart Body, Style-A Narrow, w/Raised Edge Top 2 Drawers, 3" H 4 Drawers, 6" H 1 Accessory Rail, Side Drawer Organizer Bins
F0205 | Chair, Side With Arms | 3 | VV | Upholstered side chair, 32" high X 21" wide X 23" deep with arms, padded seats and padded backs. Seat height is a minimum of 17". Available with or without sled base.
F0340 | Stool, Self Adjusting | 1 | VV | Self adjusting stool. Consists of a foam padded upholstered seat with attached foot rest for added comfort. Mounted on swivel casters. Designed for doctor's use during examinations.
F2010 | Basket, Wastepaper, Step-On | 3 | VV | "Step-on" wastepaper basket with inner liner and foot petal activated flip top.
F2020 | Can, Trash, 44 Gallon | 1 | VV | Forty four (44) gallon trash can, 32" high X 24" diameter, with lid. Used to collect and transport refuse from a point of origin to point of disposal (example: from soiled utility or a nursing unit to the trash compactor at housekeeping).
M0750 | Flowmeter, Air, Connect w/50 PSI Supply | 3 | VV | Air flowmeter. Unit has a stainless steel needle valve with clear flowtube for connection to 50 PSI air outlet from central pipeline system. Requires the appropriate adapter for connection to the wall outlet and fitting to connect to tubing. Database prices reflect fittings with an attached DISS power outlet. Other outlet and adapter configurations are available.
M0755 | Flowmeter, Oxygen, Low Flow | 3 | VV | Oxygen flowmeter. Consists of a clear crystal flowtube calibrated to 3.5 or 8 LPM depending on manufacturer. For oxygen regulation in hospital settings. Database pricing includes DISS fitting and DISS power outlet and wall adapter. Other fitting and adapter configurations are available.
M0765 | Regulator, Vacuum | 6 | VV | Vacuum pressure regulator for connection to central piped vacuum system. Standard display scale is graduated at least from 0 to 200 mm Hg of vacuum. Displays on specialized regulators may cover other vacuum ranges. Regulator type (continuous, intermittent, continuous/intermittent, surgical, pediatric, thoracic, etc.) as required. To be used in delivery, neonatal, pediatrics or any area where suction is required. Database pricing reflects continuous regulators graduated to 200 mm Hg with a full line vacuum selection switch and DISS configured inlets and outlets.
M1801 | Computer, Microprocessing, w/Flat Panel Monitor | 3 | VV | Desk top microprocessing computer. The unit shall consist of a central processing mini tower, flat panel monitor, keyboard, mouse and speakers. The system shall have the following minimum characteristics: a 2.8 GHz Pentium processor; 512 MB memory; 80GB hard drive; 32/48x CD-ROMDVD combo; 1.44MB network interface card; video 32 MB NVIDIA; a 18 inch flat panel monitor. The computer is used throughout the facility to input, manipulate and retrieve information.
M3070 | Hamper, Linen, Mobile, w/Lid | 1 | VV | Mobile linen hamper with hand or foot operated lid. Made of heavy tubular stainless steel with heavy gauge welded steel platform. Holds 25" hamper bags. Mounted on ball bearing casters. For linen transport in hospitals and clinics.
M3072 | Frame, Infectious Waste Bag w/Lid | 1 | VV | Frame for an infectious waste collection bag. Made of heavy tubular stainless steel with heavy gauge welded steel platform. Adjust to hold 18" or 25" trash bags. Mounted on ball bearing casters and includes permanently mounted hinged lid. Provides means of bagging infectious waste at point of waste generation.
M4200 | Otoscope/Ophthalmoscope, Wall Mounted | 3 | VV | Wall mounted otoscope and ophthalmoscope. Includes 6 foot line cord and plug and accepts and includes two handles. Contains head turn-on/turn-off, built-in speculum tray and 8 foot coiled cords. Unit is designed for use in patient exam rooms.
M4255 | Stand, IV, Adjustable | 3 | VV | Adjustable IV stand with 4-hook arrangement. Stand has stainless steel construction with heavy weight base. It adjusts from 66 inches to 100 inches and is mounted on conductive rubber, ball bearing, swivel casters. Stand is used for administering intravenous solutions.
M4266 | Pump, Volumetric, Infusion, Multiple Line | 3 | VV | Volumetric infusion pump. Pump is self-regulating with automatic sensor and adjustable rate. Equipped with visual and audible alarms and up to 10 hour capacity battery. For the administration of a wide variety of therapeutic agents where precise control is required. Unit provides individual control to IV lines simultaneously.
M4275 | Pump, Continuous, Analgesia (PCA) | 3 | VV | Continuous analgesia pump. Also known as a PCA or patient controlled analgesia pump. The unit provides a controlled, continuous or as required (PRN) dose of analgesia medications for postoperative patients. The patient can control administration of the prescribed drug up to a preset rate. The unit can be mounted to an IV pole and/or be small enough to be carried in a pouch. Use of this device speeds patient ambulation and reduces the length of hospital stays. Depending on the manufacturer, electrical requirements refer to either the unit itself or the battery recharging unit.
M4665 | Stretcher, Recovery, Surgical | 3 | VV | Recovery/surgical stretcher. Strong I-beam construction type unit. The height is adjustable with manual backrest and crank operated knee catch. Stainless or painted steel top and chassis. Features 8" or 10" conductive casters, with lock and brake, folding, tuck-away chrome side-rails and IV stand and a flame retardant antibacterial mattress. Designed for operating room transport or recovery applications.
M7040 | Table, Overbed | 3 | VV | Overbed table. Adjustable height table constructed of heavy gauge steel. Mounted on 2" diameter twin swivel casters with bumper caps. Table top is constructed with a high pressure plastic laminated surface that resists chipping, scratching, and staining. It includes a vanity tray and a mirror. Table is designed for use over bed, wheelchair or large chair.
M7405 | Light, Exam, Ceiling Mounted | 3 | CC | Ceiling exam light. Consists of a lightheaded reflector supported by a ceiling mounted radial arm assembly that provides a wide range of positioning capabilities. Halogen bulbs and an intensity control provide cool, color corrected light. The minimum ceiling height in most cases is 8'-0"; refer to each manufacturer's specific installation requirements. Physical dimensions refer to the retracted light; one length of the dual swing arm around the center mount in width and depth and the combined height of the lamp head and folded arms. Unit may also have a center mount detachable and sterilizable control handle. For use in minor procedure or examination room applications.
M7845 | Monitor, Physiological, Bedside, 4 Channel | 3 | VV | 4 channel bedside physiological monitor. The unit consist of a four-channel non-fade monochrome display monitor, an alarm system and printer-recording capabilities. The monitor has color coded controls and automatic calibration. The unit displays up to four waveforms simultaneously. The parameters to be monitored are user selectable. The monitor may be connected to a central monitoring station. The unit monitors patients in most acute care areas, step-down units, procedure rooms and emergency rooms.
M8810 | Stand, Mayo | 3 | VV | Adjustable instrument table. Table is corrosion resistant stainless steel construction and is mounted on two casters with two skid rails. It has telescopic upright adjusts from 39 inches to 60 inches with automatic locking device, and removable 13"x19" instrument tray. Designed for use in operating and procedure rooms.
2 - CPL32 - Prep / Recovery Cubicle, Pulm Svc | 2 - CPL32 - Prep / Recovery Cubicle, Pulm Svc | 2 - CPL32 - Prep / Recovery Cubicle, Pulm Svc | 2 - CPL32 - Prep / Recovery Cubicle, Pulm Svc | 2 - CPL32 - Prep / Recovery Cubicle, Pulm Svc
JSN | NAME | QTY | ACQ/INS | DESCRIPTION
A1010 | Telecommunication Outlet | 2 | VV | Telecommunication outlet location.
A1014 | Telephone, Wall Mounted, 1 Line, With Speaker | 1 | VV | Telephone, wall mounted, 1 line, with speaker.
A1067 | Mirror, Float Glass, ADA Accessible | 1 | CC | A high quality 1/4" polished float glass mirror with a stainless steel frame. Frame holds mirror in a tilted position for accessibility and compliance with ADA requirements. Mirror has a galvanized steel back secured to frame with concealed screws with integral horizontal hanging brackets. Mirror shall be approximately 18" wide and 36" high. Other sizes are available.
A1107 | Rail System , Utility, Gas and Electric | 1 | CC | The headwall rail system shall consist of three horizontal rails mounted to the patient room headwall to provide utilities and patient services to support ancillary equipment to include gas and vacuum. The rail system must be capable of quickly adding or relocating medical gases services and be able to accept new equipment, provide physical support to equipment, brackets, shelves and other patient support items.
A5075 | Dispenser, Soap, Disposable | 1 | VV | Disposable soap dispenser. One-handed dispensing operation. Designed to accommodate disposable soap cartridge and valve.
A5077 | Dispenser, Hand Sanitizer, Hands-Free | 1 | VV | A touch free wall-mounted hand sanitizer dispenser. For use throughout a healthcare facility. Unit does not include the sanitizing liquid. Units are battery operated.
A5080 | Dispenser, Paper Towel, SS, Surface Mounted | 1 | CC | A surface mounted, satin finish stainless steel, single-fold, paper towel dispenser. Dispenser features: tumbler lock; front hinged at bottom; and refill indicator slot. Minimum capacity 400 single-fold paper towels. For general purpose use throughout the facility.
A5107 | Dispenser, Glove, Surgical/Examination, Wall Mntd | 1 | VV | Examination three (Small Medium, Large) glove dispenser box for wall mounting. Fabricated of either cold rolled steel with a white baked enamel finish, plastic or acrylic. Hardware not included, Option 3 powder coated steel.
A5108 | Waste Disposal Unit, Sharps | 1 | VV | A container for collecting and transporting syringes and other sharps for decontamination and disposal. Available in 2 gallon and 8 gallon with locking rotor. Complies with OSHA regulations for handling sharps.
A5145 | Hook, Garment, Double, SS, Surface Mounted | 1 | CC | A surface mounted, satin finish stainless steel, double garment hook. Equipped with a concealed mounting bracket that is secured to a concealed wall plate. For general purpose use throughout the facility to hang various items of apparel.
A5180 | Track, Cubicle, Surface Mounted, With Curtain | 10 | VV | Surface mounted cubicle track, with curtain. Track constructed of thick extruded aluminum. Equipped with self lubricating carriers, beaded drop chain hooks, and flame resistant curtain. To include removable end caps. Designed to be suspended around patient areas where privacy is needed. Price listed is per foot of the track, curtains to be priced per quote.
A5210 | Bracket, Television, Wall Mounted, w/Adjust Arm | 1 | VV | Wall mounted television bracket with adjustable arm. Consists of movable arm with minimum 120 degree swivel. Designed for holding wall mounted, flat panel television units in patient rooms.
A5220 | Bracket, Television, Wall Backing | 1 | CC | Wall mounted television bracket backing which provides additional support and strength for the installation of the television bracket. Option available for interior or exterior plate and sized for 12” 16” or 24” stud spacing.
E0945 | Cart, Computer, Mobile | 1 | VV | A mobile computer cart for use throughout the facility. The cart dimensions will be approximately 45" H x 30" W x 22" D with casters. May include drawers and miscellaneous other accessories that will be determined at time of purchase. This Typical may include: 1 Cart Body, w/Computer Support, Style-A Narrow, w/Raised Edge Top 1 Flip-Up Shelf 1 Sharps Container Holder 1 Wastebasket 1 Chart Holder 2 Drawers, 3"H 2 Drawers, 6"H 3 Accessory Rail, Side Drawer Organizer Bins
E0948 | Cart, General Storage, Mobile, 42"H x 32"W x 22"D | 1 | VV | THIS TYPICAL INCLUDES: 1 Cart Body, Style-A Narrow, w/Raised Edge Top 2 Drawers, 3" H 4 Drawers, 6" H 1 Accessory Rail, Side Drawer Organizer Bins
F0205 | Chair, Side With Arms | 1 | VV | Upholstered side chair, 32" high X 21" wide X 23" deep with arms, padded seats and padded backs. Seat height is a minimum of 17". Available with or without sled base.
F0265 | Chair, Recliner | 1 | VV | Reclining chair, 46" high X 33" wide X 40"deep with arms, straight leg base and floor glides or lockable two (2) inch casters. Seat, back and foot rest are foam padded and upholstered with woven textile fabric or vinyl.
F2010 | Basket, Wastepaper, Step-On | 1 | VV | "Step-on" wastepaper basket with inner liner and foot petal activated flip top.
F3200 | Clock, Battery, 12" Diameter | 1 | VV | Clock, 12" diameter. Round surface, easy to read numbers with sweep second hand. Wall mounted unit for use when impractical to install a fully synchronized clock system. Battery operated, (batteries not included).
M0506 | Television, Flat Screen | 1 | VV | Flat screen television with approximately 32'" to 40' diagonal screen size. The TV will have built-in speakers, NTSC tuner, a 16:9 wide screen aspect ratio, a minimum of 1280 x 768 resolution and a remote control.
M0750 | Flowmeter, Air, Connect w/50 PSI Supply | 1 | VV | Air flowmeter. Unit has a stainless steel needle valve with clear flowtube for connection to 50 PSI air outlet from central pipeline system. Requires the appropriate adapter for connection to the wall outlet and fitting to connect to tubing. Database prices reflect fittings with an attached DISS power outlet. Other outlet and adapter configurations are available.
M0755 | Flowmeter, Oxygen, Low Flow | 1 | VV | Oxygen flowmeter. Consists of a clear crystal flowtube calibrated to 3.5 or 8 LPM depending on manufacturer. For oxygen regulation in hospital settings. Database pricing includes DISS fitting and DISS power outlet and wall adapter. Other fitting and adapter configurations are available.
M0765 | Regulator, Vacuum | 2 | VV | Vacuum pressure regulator for connection to central piped vacuum system. Standard display scale is graduated at least from 0 to 200 mm Hg of vacuum. Displays on specialized regulators may cover other vacuum ranges. Regulator type (continuous, intermittent, continuous/intermittent, surgical, pediatric, thoracic, etc.) as required. To be used in delivery, neonatal, pediatrics or any area where suction is required. Database pricing reflects continuous regulators graduated to 200 mm Hg with a full line vacuum selection switch and DISS configured inlets and outlets.
M1801 | Computer, Microprocessing, w/Flat Panel Monitor | 1 | VV | Desk top microprocessing computer. The unit shall consist of a central processing mini tower, flat panel monitor, keyboard, mouse and speakers. The system shall have the following minimum characteristics: a 2.8 GHz Pentium processor; 512 MB memory; 80GB hard drive; 32/48x CD-ROMDVD combo; 1.44MB network interface card; video 32 MB NVIDIA; a 18 inch flat panel monitor. The computer is used throughout the facility to input, manipulate and retrieve information.
M4255 | Stand, IV, Adjustable | 1 | VV | Adjustable IV stand with 4-hook arrangement. Stand has stainless steel construction with heavy weight base. It adjusts from 66 inches to 100 inches and is mounted on conductive rubber, ball bearing, swivel casters. Stand is used for administering intravenous solutions.
M4266 | Pump, Volumetric, Infusion, Multiple Line | 1 | VV | Volumetric infusion pump. Pump is self-regulating with automatic sensor and adjustable rate. Equipped with visual and audible alarms and up to 10 hour capacity battery. For the administration of a wide variety of therapeutic agents where precise control is required. Unit provides individual control to IV lines simultaneously.
M4665 | Stretcher, Recovery, Surgical | 1 | VV | Recovery/surgical stretcher. Strong I-beam construction type unit. The height is adjustable with manual backrest and crank operated knee catch. Stainless or painted steel top and chassis. Features 8" or 10" conductive casters, with lock and brake, folding, tuck-away chrome side-rails and IV stand and a flame retardant antibacterial mattress. Designed for operating room transport or recovery applications.
M7040 | Table, Overbed | 1 | VV | Overbed table. Adjustable height table constructed of heavy gauge steel. Mounted on 2" diameter twin swivel casters with bumper caps. Table top is constructed with a high pressure plastic laminated surface that resists chipping, scratching, and staining. It includes a vanity tray and a mirror. Table is designed for use over bed, wheelchair or large chair.
M7405 | Light, Exam, Ceiling Mounted | 1 | CC | Ceiling exam light. Consists of a lightheaded reflector supported by a ceiling mounted radial arm assembly that provides a wide range of positioning capabilities. Halogen bulbs and an intensity control provide cool, color corrected light. The minimum ceiling height in most cases is 8'-0"; refer to each manufacturer's specific installation requirements. Physical dimensions refer to the retracted light; one length of the dual swing arm around the center mount in width and depth and the combined height of the lamp head and folded arms. Unit may also have a center mount detachable and sterilizable control handle. For use in minor procedure or examination room applications.
M7845 | Monitor, Physiological, Bedside, 4 Channel | 1 | VV | 4 channel bedside physiological monitor. The unit consist of a four-channel non-fade monochrome display monitor, an alarm system and printer-recording capabilities. The monitor has color coded controls and automatic calibration. The unit displays up to four waveforms simultaneously. The parameters to be monitored are user selectable. The monitor may be connected to a central monitoring station. The unit monitors patients in most acute care areas, step-down units, procedure rooms and emergency rooms.
P3100 | Lavatory, Vitreous China, Slab Type | 1 | CC | Wall mounted, slab type, vitreous china, lavatory (approximate bowl size 7"x15"x10") with: faucet holes on 4" centers; gooseneck spout; wrist blade handles; and grid strainer. It shall be suitable for use in clinics, offices, washrooms or patient care area.
3 - SB201 - Pulm Svc Prep / Recovery Patient Toilet, Bldg Sprt | 3 - SB201 - Pulm Svc Prep / Recovery Patient Toilet, Bldg Sprt | 3 - SB201 - Pulm Svc Prep / Recovery Patient Toilet, Bldg Sprt | 3 - SB201 - Pulm Svc Prep / Recovery Patient Toilet, Bldg Sprt | 3 - SB201 - Pulm Svc Prep / Recovery Patient Toilet, Bldg Sprt
JSN | NAME | QTY | ACQ/INS | DESCRIPTION
A1067 | Mirror, Float Glass, ADA Accessible | 1 | CC | A high quality 1/4" polished float glass mirror with a stainless steel frame. Frame holds mirror in a tilted position for accessibility and compliance with ADA requirements. Mirror has a galvanized steel back secured to frame with concealed screws with integral horizontal hanging brackets. Mirror shall be approximately 18" wide and 36" high. Other sizes are available.
A5075 | Dispenser, Soap, Disposable | 1 | VV | Disposable soap dispenser. One-handed dispensing operation. Designed to accommodate disposable soap cartridge and valve.
A5082 | Dispenser, Paper Towel, Sensor, Hands Free | 1 | CC | A surface mounted, sensor activated, automatic, roll paper towel dispenser. The unit dispenses a paper towel automatically only when hands are place in position below the dispenser for maximum sanitation and hygiene. May include adjustable settings for sheet length, time delay, and sensor range. Unit is battery operated or with optional AC power adapter.
A5090 | Disposal, Sanitary Napkin, SS, Surface Mounted | 1 | CC | A surface mounted, satin finish stainless steel, sanitary napkin disposal. Disposal features a flip-up cover, secured to the container by a heavy duty stainless steel piano-hinge. Disposal may be secured to wall or toilet partition. For general purpose use in female toilet stalls or rooms and uni-sex toilet rooms.
A5109 | Grab Bar, 1-1/4" Dia., SS, 2 Wall, W/C Accessible | 1 | CC | A 1-1/4" diameter, satin finish stainless steel, peened gripping surface, 2 wall toilet stall/ room, grab bar with concealed mounting flanges. Snap over flanges are provided to conceal mounting screws. A selection of mounting kits and concealed anchor devices are available from the manufacturers for different types of installations. Grab bar shall comply with barrier-free accessibility guidelines for structural strength. For typical water closet applications in toilet stalls and rooms where ADA (American's With Disabilities Act) requirements must be met.
A5145 | Hook, Garment, Double, SS, Surface Mounted | 1 | CC | A surface mounted, satin finish stainless steel, double garment hook. Equipped with a concealed mounting bracket that is secured to a concealed wall plate. For general purpose use throughout the facility to hang various items of apparel.
A5200 | Dispenser, Toilet Tissue, SS, 2-Roll, Surface Mntd | 1 | CC | A concealed surface mounted, double roll, satin finish stainless steel, toilet tissue dispenser. Unit accommodates two standard-core toilet tissue rolls through 5" in diameter. Spindles are chrome plated plastic with a heavy-duty internal spring and turn freely for non-controlled delivery. For general purpose use in restrooms.
F2010 | Basket, Wastepaper, Step-On | 1 | VV | "Step-on" wastepaper basket with inner liner and foot petal activated flip top.
P3000 | Lavatory, Vitreous China, Straight Back | 1 | CC | Wall mounted, vitreous china lavatory (approximate bowl size 7"x15"x10") with: straight-front apron, straight or contoured back; faucet holes on 4" centers; gooseneck spout; wrist blade handles; and grid strainer. It shall be suitable for use in clinics, offices, washrooms or patient care areas.
P9050 | Toilet, Wall Hung, Siphon Jet | 1 | CC | Siphon jet water closet/ toilet. This unit is wall hung with an elongated bowl, top spud flushometer, seat with open front and check hinge, and carrier. Used in restrooms throughout the health care facility.
4 - SC152 - Pulm Svc Prep / Recovery Nurse Station, Clncl Sprt | 4 - SC152 - Pulm Svc Prep / Recovery Nurse Station, Clncl Sprt | 4 - SC152 - Pulm Svc Prep / Recovery Nurse Station, Clncl Sprt | 4 - SC152 - Pulm Svc Prep / Recovery Nurse Station, Clncl Sprt | 4 - SC152 - Pulm Svc Prep / Recovery Nurse Station, Clncl Sprt
JSN | NAME | QTY | ACQ/INS | DESCRIPTION
A1010 | Telecommunication Outlet | 4 | VV | Telecommunication outlet location.
A1015 | Telephone, Desk, Multiple Line | 2 | VV | Telephone, desk, multiple line.
E0418 | Nurse Station, Medium, Free Standing | 1 | VV | Nurse station typicals have non-powered steel frames with a pre-installed metal junction box for user defined electrical solutions. Data modules and low voltage cabling can be routed freely within the frame. Electrical and/or data devices are not provided with the nurse station. Panel inserts are available in fabric, painted metal, tackable, acoustical, paper management, rail, glass, open and electrical/data accessible styles. Typicals include panel inserts for both sides of the steel frame. All electrical connections must be made by an electrical contractor. THIS TYPICAL INCLUDES: 5 steel frames, 70"H x 24"W; 1 steel frame, 70"H x 48"W; 2 steel frames, 38"W x 48"W; 4 steel frames, 38"H x 24"W; 1 steel frame w/low access, 38"H x 48"W; 2 frame connectors, 3-way corner, 70"H; 1 frame connector, 2-way corner, 38"H; 2 frame connectors, 135 degree, 2-way, 38"H; 9 finished end hardware; 6 frame-to-frame connectors; 3 cantilevered work surface, 48"W; 2 cantilevered, work surface, 72"W; 1 cantilevered low access work surface, 135 degree, 48"W; 2 pedestal box/box/files; 2 panel inserts, painted metal, 8"H x 24"W; 50 panel inserts, painted metal, 16"H x 24"W; 10 panel inserts, painted metal, 16"H x 48"W; 2 panel inserts, painted metal, 20"H x 48"W : 2 panel inserts, tackable, 16"H x 24"W; 2 panel inserts, paper mgmt., 8"H x 48"W; 1 countertop w/light support assembly, 16"D x 14'-0"L; 18 paper tray, 10"W; 2 chart shelf, pass-thru, 24"W; 2 chart shelf, pass-thru, 48"W.
F0280 | Chair, Swivel, Low Back | 4 | VV | Low back contemporary swivel chair, 37" high X 25" wide X 31" deep with a five (5) caster swivel base, arms and foam padded seat and back upholstered with either woven textile fabric or vinyl.
F2000 | Basket, Wastepaper, Fire Resistant | 2 | VV | Wastepaper basket, fire resistant, approximately 40 quart capacity. This unit is used to collect and temporarily store small quantities of paper refuse in patient rooms, administrative areas and nursing stations. Size and shape varies depending on the application and manufacturer selected.
F3050 | Whiteboard, Dry Erase | 1 | VV | Whiteboard unit, approximately 36" H x 48" W consisting of a white porcelain enamel writing surface with an attached chalk tray. Magnetic surface available. Image can be easily removed with a standard chalkboard eraser. For use with water color pens. Unit is ready to hang.
F3200 | Clock, Battery, 12" Diameter | 1 | VV | Clock, 12" diameter. Round surface, easy to read numbers with sweep second hand. Wall mounted unit for use when impractical to install a fully synchronized clock system. Battery operated, (batteries not included).
M1605 | Holder, Chart, 20 Each | 1 | VV | Clinical chart holder cart. 20 chart capacity. 2 side-by-side tiers. May be ordered in various chart capacities. Constructed of heavy metal frames with vinyl laminated surfaces or painted panels. 3" casters with locks. Used to hold patient spring loaded charts.
M1801 | Computer, Microprocessing, w/Flat Panel Monitor | 4 | VV | Desk top microprocessing computer. The unit shall consist of a central processing mini tower, flat panel monitor, keyboard, mouse and speakers. The system shall have the following minimum characteristics: a 2.8 GHz Pentium processor; 512 MB memory; 80GB hard drive; 32/48x CD-ROMDVD combo; 1.44MB network interface card; video 32 MB NVIDIA; a 18 inch flat panel monitor. The computer is used throughout the facility to input, manipulate and retrieve information.
M1820 | Imprinter, Data Record, Electric | 1 | VV | Electric data record imprinter. The device accepts embossed plastic patient cards in either the 50 column or the 80 column format and adjusts automatically for card size and form thickness. Device will provide clear readable impressions with a cycle that is less than 1 second in length. Electro-mechanical design provides for a consistent impression that is independent of operator knowledge or technique. Unit may include a date/time stamp as an accessory.
M1840 | Printer/Copier/Fax Combination | 1 | VV | Multifunctional printer, fax, scanner and copier (PFC) all-in-one machine.
M1855 | Facsimile Machine | 1 | VV | Plain paper facsimile unit used to transmit printed matter or images over standard telephone lines. The unit operates at a modem speed of 33.6 Kbps and automatically recognizes and communicates with a variety of standard facsimile machines. Commonly referred to as "fax" unit.
5 - SV583 - Pulm Svc Prep / Recovery Medication Room, Phrm Svc | 5 - SV583 - Pulm Svc Prep / Recovery Medication Room, Phrm Svc | 5 - SV583 - Pulm Svc Prep / Recovery Medication Room, Phrm Svc | 5 - SV583 - Pulm Svc Prep / Recovery Medication Room, Phrm Svc | 5 - SV583 - Pulm Svc Prep / Recovery Medication Room, Phrm Svc
JSN | NAME | QTY | ACQ/INS | DESCRIPTION
A1010 | Telecommunication Outlet | 2 | VV | Telecommunication outlet location.
A1014 | Telephone, Wall Mounted, 1 Line, With Speaker | 1 | VV | Telephone, wall mounted, 1 line, with speaker.
A5075 | Dispenser, Soap, Disposable | 1 | VV | Disposable soap dispenser. One-handed dispensing operation. Designed to accommodate disposable soap cartridge and valve.
A5077 | Dispenser, Hand Sanitizer, Hands-Free | 1 | VV | A touch free wall-mounted hand sanitizer dispenser. For use throughout a healthcare facility. Unit does not include the sanitizing liquid. Units are battery operated.
A5082 | Dispenser, Paper Towel, Sensor, Hands Free | 1 | CC | A surface mounted, sensor activated, automatic, roll paper towel dispenser. The unit dispenses a paper towel automatically only when hands are place in position below the dispenser for maximum sanitation and hygiene. May include adjustable settings for sheet length, time delay, and sensor range. Unit is battery operated or with optional AC power adapter.
A5107 | Dispenser, Glove, Surgical/Examination, Wall Mntd | 1 | VV | Examination three (Small Medium, Large) glove dispenser box for wall mounting. Fabricated of either cold rolled steel with a white baked enamel finish, plastic or acrylic. Hardware not included, Option 3 powder coated steel.
A5108 | Waste Disposal Unit, Sharps | 1 | VV | A container for collecting and transporting syringes and other sharps for decontamination and disposal. Available in 2 gallon and 8 gallon with locking rotor. Complies with OSHA regulations for handling sharps.
A5145 | Hook, Garment, Double, SS, Surface Mounted | 1 | CC | A surface mounted, satin finish stainless steel, double garment hook. Equipped with a concealed mounting bracket that is secured to a concealed wall plate. For general purpose use throughout the facility to hang various items of apparel.
C03G0 | Cabinet, U/C/B, 2 Shelf, 2 Door, 36x30x22 | 1 | CC | Standing height under counter base cabinet with two adjustable shelves and two solid hinged doors. Also referred to as a cupboard cabinet. For general purpose use throughout the facility.
C04Q0 | Cabinet, ADA Sink, Wall-Mounted | 1 | CC | Wall mounted sink support cabinet for drop-in sink with vertical fascia and angled ADA profile, also referred to as ADA sink cabinet. Removable front panel to permit access to plumbing. Medium density M-3 particle board core construction faced with high pressure vertical grade decorative plastic laminate on exposed surfaces and melamine on semi-exposed and concealed surfaces; plastic laminate edge banding. Includes all attaching hardware including support rail.
CD030 | Cabinet, W/H, 2 Shelf, 2 DO, Sloping Top, 38x30x13 | 2 | CC | Wall hung steel cabinet with two adjustable shelves, solid hinged doors, and sloping top. Also referred to as a solid hinged double door wall case. For general purpose use throughout the facility.
CS070 | Sink, SS, Single Compartment, 7.5x16x16 ID | 1 | CC | Single compartment stainless steel sink, drop-in, self-rimming, ledge-type, connected with a drain and provided with a mixing faucet. It shall also be provided with pre-punched fixture holes on 4" center, integral back ledge to accommodate deck-mounted fixtures, brushed/polished interior and top surfaces, and sound deadened. Recommended for use in suspended or U/C/B sink cabinets having a high plastic laminate or Chemsurf laminate countertop/work surface. Coordinate actual outside sink dimensions with the actual clear dimension of cabinet specified to ensure that they are compatible. For general purpose use throughout the facility.
CT020 | Countertop, Solid Surface | 1 | CC | A solid, nonporous countertop with a smooth seamless appearance. Easy to clean and maintain and with proper cleaning does not support the growth of mold. An acrylic-based solid surface product. Standard thickness of 1", and a 4" butt backsplash/curb. Also referred to as a work surface or work top. Available in a choice of colors and depths. Used in lab and other hospital areas requiring optimum physical and chemical resisting properties.
E0945 | Cart, Computer, Mobile | 1 | VV | A mobile computer cart for use throughout the facility. The cart dimensions will be approximately 45" H x 30" W x 22" D with casters. May include drawers and miscellaneous other accessories that will be determined at time of purchase. This Typical may include: 1 Cart Body, w/Computer Support, Style-A Narrow, w/Raised Edge Top 1 Flip-Up Shelf 1 Sharps Container Holder 1 Wastebasket 1 Chart Holder 2 Drawers, 3"H 2 Drawers, 6"H 3 Accessory Rail, Side Drawer Organizer Bins
F2010 | Basket, Wastepaper, Step-On | 1 | VV | "Step-on" wastepaper basket with inner liner and foot petal activated flip top.
F3050 | Whiteboard, Dry Erase | 1 | VV | Whiteboard unit, approximately 36" H x 48" W consisting of a white porcelain enamel writing surface with an attached chalk tray. Magnetic surface available. Image can be easily removed with a standard chalkboard eraser. For use with water color pens. Unit is ready to hang.
F3200 | Clock, Battery, 12" Diameter | 1 | VV | Clock, 12" diameter. Round surface, easy to read numbers with sweep second hand. Wall mounted unit for use when impractical to install a fully synchronized clock system. Battery operated, (batteries not included).
M1801 | Computer, Microprocessing, w/Flat Panel Monitor | 1 | VV | Desk top microprocessing computer. The unit shall consist of a central processing mini tower, flat panel monitor, keyboard, mouse and speakers. The system shall have the following minimum characteristics: a 2.8 GHz Pentium processor; 512 MB memory; 80GB hard drive; 32/48x CD-ROMDVD combo; 1.44MB network interface card; video 32 MB NVIDIA; a 18 inch flat panel monitor. The computer is used throughout the facility to input, manipulate and retrieve information.
M3150 | Distribution System, Medication, Automatic | 1 | VV | An automated dispensing system that provides controlled dispensing, inventory and security. Size and cost will vary dependent on number of modules selected.
P1965 | Eyewash, Eye/Face, Sink Mounted, Hands-free | 1 | CC | A sink mounted eyewash station. The unit is designed for emergency eye and face rinsing from soft flow dual spray-heads. The Flow must be activated by the single momentary action and remain on until terminated.
R6200 | Refrigerator, U/C or F/S, 5 Cu Ft | 1 | VV | Utility refrigerator approximately 35" H x 24" W x 26" D. The unit has a two tray ice cube cooling system. The refrigerator fits standard architectural dimensions for undercounter installation. The unit is perfect for use in nurses' station, wards, and laboratories, pharmacies or wherever space is limited.
6 - SV381 - Pulm Svc Prep / Recovery Refreshment Center Alcove, F&N Svc | 6 - SV381 - Pulm Svc Prep / Recovery Refreshment Center Alcove, F&N Svc | 6 - SV381 - Pulm Svc Prep / Recovery Refreshment Center Alcove, F&N Svc | 6 - SV381 - Pulm Svc Prep / Recovery Refreshment Center Alcove, F&N Svc | 6 - SV381 - Pulm Svc Prep / Recovery Refreshment Center Alcove, F&N Svc
JSN | NAME | QTY | ACQ/INS | DESCRIPTION
A5075 | Dispenser, Soap, Disposable | 1 | VV | Disposable soap dispenser. One-handed dispensing operation. Designed to accommodate disposable soap cartridge and valve.
A5080 | Dispenser, Paper Towel, SS, Surface Mounted | 1 | CC | A surface mounted, satin finish stainless steel, single-fold, paper towel dispenser. Dispenser features: tumbler lock; front hinged at bottom; and refill indicator slot. Minimum capacity 400 single-fold paper towels. For general purpose use throughout the facility.
C02D0 | Cabinet, U/C/B, 4 Drawer, 36x24x22 | 1 | CC | Standing height under counter base cabinet with four full width drawers of equal height. Also referred to as a drawer cabinet. For general purpose use throughout the facility.
C02Q0 | Cabinet, Sink, U/C/B, 1 Door, 36x24x22 | 1 | CC | Standing height under counter base sink cabinet with a solid right or left-hinged door (appropriate door configuration to be indicated on equipment elevation drawings). Also referred to as a single-door sink cabinet. For general purpose use throughout the facility where a sink is to be used. Coordinate actual clear cabinet dimension with the actual outside dimension of sink that is specified to ensure that they are compatible.
CB020 | Cabinet, W/H, 2 Shelf, 1 DO, Sloping Top, 38x24x13 | 1 | CC | Wall hung cabinet with two adjustable shelves, solid right or left-hinged door (appropriate door hinge configuration to be indicated on equipment elevation drawings), and sloping top. Also referred to as a solid hinged single door case. For general purpose use throughout the facility.
CS010 | Sink, SS, Single Compartment, 7.5x12x12 ID | 1 | CC | Single compartment stainless steel sink, drop-in, self-rimming, ledge-type, connected with a drain and provided with a mixing faucet. It shall also be provided with pre-punched fixture holes on 4" center, integral back ledge to accommodate deck-mounted fixtures, brushed/polished interior and top surfaces, and sound deadened. Recommended for use in suspended or U/C/B sink cabinets having a high plastic laminate or Chemsurf laminate countertop/work surface. For general purpose use throughout the facility.
CT030 | Countertop, High Pressure Laminate | 1 | CC | High pressure laminate countertop (composition of wood particle core with plastic laminate surface) having a hard smooth surface finish, standard thickness of 1", and a 4" butt backsplash/curb. Also referred to as a work surface or work top. Available in a wide choice of colors, patterns, and depths. Used in general purpose areas requiring a basic work surface arrangement with limited heat resistance and poor chemical resistance. Pricing based upon a 24" depth.
F2000 | Basket, Wastepaper, Fire Resistant | 1 | VV | Wastepaper basket, fire resistant, approximately 40 quart capacity. This unit is used to collect and temporarily store small quantities of paper refuse in patient rooms, administrative areas and nursing stations. Size and shape varies depending on the application and manufacturer selected.
F3025 | Board, Bulletin, Wood Framed | 1 | VV | Bulletin board approximately 36"W x 24"H. Wood framed 1/2" cork posting panel with moisture proof backing. Units are factory assembled and have keyhole hangers for easy installation.
K1552 | Brewer, Coffee, Auto, Elect, 3 Burner, Front/Back | 1 | VV | Space saving front to back automatic coffee maker. This unit includes a heating tank, connection for a cold water supply, decanter service with three burners, funnel and a water flow controller. The unit is used for semi-automatic coffee brewing in cafeterias and commercial institutions. The unit automatically shuts off the water flow when enough has passed through to fill the pot. The unit is normally provided plumbed with a hot water faucet to the side for making other hot drinks (tea, cider, cocoa, etc.). The database height dimension does not include the clearance for coffee decanters warming on the upper burners.
7 - SC471 - Pulm Svc Prep / Recovery Clean Linen Alcove, EMS | 7 - SC471 - Pulm Svc Prep / Recovery Clean Linen Alcove, EMS | 7 - SC471 - Pulm Svc Prep / Recovery Clean Linen Alcove, EMS | 7 - SC471 - Pulm Svc Prep / Recovery Clean Linen Alcove, EMS | 7 - SC471 - Pulm Svc Prep / Recovery Clean Linen Alcove, EMS
JSN | NAME | QTY | ACQ/INS | DESCRIPTION
M2055 | Shelving, Storage, Wire, CRS, w/Adjustable Shelves | 1 | VV | Stationary, wire, shelving unit. Unit has fully adjustable shelves constructed of stainless steel. For use in general purpose storage areas. Shelving is provided in various sizes and configurations. Price provided is for a unit approximately 74"H x 18"D x 48"W with four shelves.
8 - SB737 - Pulm Svc Prep / Recovery Clean Utility Room, Lgstcs Svc | 8 - SB737 - Pulm Svc Prep / Recovery Clean Utility Room, Lgstcs Svc | 8 - SB737 - Pulm Svc Prep / Recovery Clean Utility Room, Lgstcs Svc | 8 - SB737 - Pulm Svc Prep / Recovery Clean Utility Room, Lgstcs Svc | 8 - SB737 - Pulm Svc Prep / Recovery Clean Utility Room, Lgstcs Svc
JSN | NAME | QTY | ACQ/INS | DESCRIPTION
E0906 | Locker, Supply, General, Wall Mtd, 23"W x 20"D | 1 | VV | THIS TYPICAL INCLUDES: 1 Wall Mounted Rail 1 Locked Storage Container 2 Tray/Shelves 1 Drawer, 3"H 3 Drawers, 6"H 2 Drawers, 9"H 1 Tray/Shelf Divider Drawer Organizer Bins Consider the need for an E0921 to transport the locker from place to place.
E0912 | Locker, Supply, Med Surg, Wall Mtd | 1 | VV | Medical/Surgical Supply locker, Wall Mounted, approximately 23"W x 20"D. THIS TYPICAL INCLUDES: 1 Wall Mounted Rail 1 Locked Storage Container 4 Tray/Shelves 5 Drawers, 3"H 2 Drawers, 6"H 2 Tray/Shelf Dividers Drawer Organizer Bins Consider the need for an E0921 to transport the locker from place to place.
E1500 | Rail, MOD, W/MNTD, HX144XD | 1 | VV | Wall mounted rail used for hanging (mounting) lockers, shelves and drawers on a wall.
F2000 | Basket, Wastepaper, Fire Resistant | 1 | VV | Wastepaper basket, fire resistant, approximately 40 quart capacity. This unit is used to collect and temporarily store small quantities of paper refuse in patient rooms, administrative areas and nursing stations. Size and shape varies depending on the application and manufacturer selected.
9 - SB743 - Pulm Svc Prep / Recovery Soiled Utility Room, Lgstcs Svc | 9 - SB743 - Pulm Svc Prep / Recovery Soiled Utility Room, Lgstcs Svc | 9 - SB743 - Pulm Svc Prep / Recovery Soiled Utility Room, Lgstcs Svc | 9 - SB743 - Pulm Svc Prep / Recovery Soiled Utility Room, Lgstcs Svc | 9 - SB743 - Pulm Svc Prep / Recovery Soiled Utility Room, Lgstcs Svc
JSN | NAME | QTY | ACQ/INS | DESCRIPTION
A1012 | Telephone, Wall Mounted, 1 Line | 1 | VV | Telephone, wall mounted, 1 line.
A5075 | Dispenser, Soap, Disposable | 1 | VV | Disposable soap dispenser. One-handed dispensing operation. Designed to accommodate disposable soap cartridge and valve.
A5077 | Dispenser, Hand Sanitizer, Hands-Free | 1 | VV | A touch free wall-mounted hand sanitizer dispenser. For use throughout a healthcare facility. Unit does not include the sanitizing liquid. Units are battery operated.
A5080 | Dispenser, Paper Towel, SS, Surface Mounted | 1 | CC | A surface mounted, satin finish stainless steel, single-fold, paper towel dispenser. Dispenser features: tumbler lock; front hinged at bottom; and refill indicator slot. Minimum capacity 400 single-fold paper towels. For general purpose use throughout the facility.
A5106 | Waste Disposal Unit, Sharps w/Glove Dispenser | 1 | VV | The unit is designed for the disposal of sharps and complies with OSHA guidelines for the handling of sharps. It shall house a 5 quart container and be capable of being mounted on a wall. It shall have a glove dispenser attached. The unit shall be secured by a locked enclosure.
C04F0 | Cabinet, U/C/B, 1 Shelf, 2 Half DR, 2 DO, 36x36x22 | 1 | CC | Standing height under counter base cabinet with an adjustable shelf and two half width drawers above solid hinged doors. Also referred to as a combination cabinet or a drawer and cupboard cabinet. For general purpose use throughout the facility.
C05P0 | Cabinet, Sink, U/C/B, 2 Door, 36x48x22 | 1 | CC | Standing height under counter base sink cabinet with solid hinged doors. Also referred to as a double-door sink cabinet. For general purpose use throughout the facility where a sink is to be used. Coordinate actual clear cabinet dimension with the actual outside dimension of sink that is specified to ensure that they are compatible.
CS200 | Sink, SS, Single Compartment, 12x28x16 ID | 1 | CC | Single compartment stainless steel sink, drop-in, self-rimming, ledge-type, connected with a drain and provided with a mixing faucet. It shall also be provided with pre-punched fixture holes on 4" center, integral back ledge to accommodate deck-mounted fixtures, brushed/polished interior and top surfaces, and sound deadened. Recommended for use in suspended or U/C/B sink cabinets having a high plastic laminate or Chemsurf laminate countertop/work surface. Coordinate actual outside sink dimensions with the actual clear dimension of cabinet specified to ensure that they are compatible. For general purpose use throughout the facility.
CT050 | Countertop, Stainless Steel | 1 | CC | Stainless steel countertop (composition of heavy-gauge Type No. 304 stainless steel) having a smooth satin finish and integral 4" backsplash/curb. Also referred to as a corrosion-resistant steel work surface or work top. Available in various depths. Used in areas where excellent ease of cleaning, abrasion resistance, bacteria resistance, impact resistance, load capacity and moisture resistance, are of concern. Pricing based upon a 24" depth.
F2020 | Can, Trash, 44 Gallon | 1 | VV | Forty four (44) gallon trash can, 32" high X 24" diameter, with lid. Used to collect and transport refuse from a point of origin to point of disposal (example: from soiled utility or a nursing unit to the trash compactor at housekeeping).
P2000 | Eyewash, Wall Mounted, Hands-Free | 1 | CC | Wall mounted emergency eye wash station. The flow of water from the unit is activated by hand. Upon initiation of water flow the unit will operate hands free to provide streams of water to clear foreign particles or dilute caustic liquids from the eyes in emergency situations. Used in laboratories and areas of the hospital where employees are subject to foreign bodies or liquid material to the eyes.
P2450 | Valve, Mixing, Thermostatic | 1 | CC | Thermostatic mixing valve with washout hose. Used with portable whirlpool equipment. Thermostatic valve is used to maintain temperature between 70 and 110 degree Fahrenheit, with a flow rate of 20 gallons a minute. The washout hose assembly is used to wash out tanks after treatment. Used in physical therapy department to provide comfortable water temperature for patient treatments.
P3100 | Lavatory, Vitreous China, Slab Type | 1 | CC | Wall mounted, slab type, vitreous china, lavatory (approximate bowl size 7"x15"x10") with: faucet holes on 4" centers; gooseneck spout; wrist blade handles; and grid strainer. It shall be suitable for use in clinics, offices, washrooms or patient care area.
10 - SC052 - Pulm Svc Prep / Recovery Crash Cart Alcove, Clncl Sprt | 10 - SC052 - Pulm Svc Prep / Recovery Crash Cart Alcove, Clncl Sprt | 10 - SC052 - Pulm Svc Prep / Recovery Crash Cart Alcove, Clncl Sprt | 10 - SC052 - Pulm Svc Prep / Recovery Crash Cart Alcove, Clncl Sprt | 10 - SC052 - Pulm Svc Prep / Recovery Crash Cart Alcove, Clncl Sprt
JSN | NAME | QTY | ACQ/INS | DESCRIPTION
E0954 | Cart, Emergency, Mobile, 66"H x 32"W x 22"D | 1 | VV | THIS TYPICAL INCLUDES: 1 Cart body, style-A narrow, w/raised edge top 1 Accessory rail, side 1 Accessory rail, back 1 Defibrillator tray 1 IV pole 1 Breakaway bar 1 Flip-up shelf 1 Wastebasket 1 Oxygen tank holder 1 Electrical box-4 outlet 1 Cord wrap 4 Drawer, 3"H 3 Drawer, 6"H Drawer organizer bins.
M1100 | Resuscitator, Bag-Mask, Hand Operated | 1 | VV | Hand operated bag-mask resuscitator. Consists of face mask, non-rebreathing valve, compression bag and tidal bag. Used for resuscitation in life saving situations.
M7660 | Defibrillator/Monitor/Recorder, Portable | 1 | VV | Portable defibrillator-monitor-recorder. Integral unit system operable from self-contained rechargeable batteries. ECG may be viewed through paddles or patient cable. Options include external pacing and 12-Lead.
M8769 | Aspirator, Resuscitation, Portable w/ Battery | 1 | VV | High-vacuum and high-flow AC/DC powered suction unit for use on emergency resuscitation carts and for general suction use. Light weight, compact design, fully enclosed water resistant unit with an average run time of 60 minutes. Includes variable suction range up to 580 mmHg and 1200 CC collection canister.
11 - SB252 - Pulm Svc Prep / Recov Wheelchair / Stretcher Alcove, Bldg Sprt | 11 - SB252 - Pulm Svc Prep / Recov Wheelchair / Stretcher Alcove, Bldg Sprt | 11 - SB252 - Pulm Svc Prep / Recov Wheelchair / Stretcher Alcove, Bldg Sprt | 11 - SB252 - Pulm Svc Prep / Recov Wheelchair / Stretcher Alcove, Bldg Sprt | 11 - SB252 - Pulm Svc Prep / Recov Wheelchair / Stretcher Alcove, Bldg Sprt
JSN | NAME | QTY | ACQ/INS | DESCRIPTION
M4655 | Stretcher, Mobile, CRS, 9 Position | 1 | VV | Mobile stretcher. All corrosion resistant stainless steel construction. It consists of a tubular frame with side rails, a 9-position hydraulic base with pneumatic fowler adjustment, and a 2" pad. Unit is mounted on 8" conductive casters. Designed for patient transport as well as for minor surgical procedures.
M4705 | Wheelchair, Patient Transport, Folding | 1 | VV | Folding patient transport wheelchair. Constructed of chrome plated steel with detachable armrest and footrests. Unit has heavy duty front casters with sealed radial high-precision ball bearing assembly. Unit is used for patient transport.
M4710 | Wheelchair, Patient, Bariatric, Transport, Folding | 1 | VV | Folding bariatric patient transport wheelchair with a capacity of at least 500 lbs. Constructed with a heavy duty steel frame and double cross brace, with detachable armrest and swing away footrests. Unit has heavy duty front casters and rear wheels with precision wheel bearings in front and rear assembly. Unit is used for patient movement.
12 - SB244 - Pulm Svc Prep / Recovery Housekeeping Aides Closet (HAC), Bldg Sprt | 12 - SB244 - Pulm Svc Prep / Recovery Housekeeping Aides Closet (HAC), Bldg Sprt | 12 - SB244 - Pulm Svc Prep / Recovery Housekeeping Aides Closet (HAC), Bldg Sprt | 12 - SB244 - Pulm Svc Prep / Recovery Housekeeping Aides Closet (HAC), Bldg Sprt | 12 - SB244 - Pulm Svc Prep / Recovery Housekeeping Aides Closet (HAC), Bldg Sprt
JSN | NAME | QTY | ACQ/INS | DESCRIPTION
A5075 | Dispenser, Soap, Disposable | 1 | VV | Disposable soap dispenser. One-handed dispensing operation. Designed to accommodate disposable soap cartridge and valve.
A5080 | Dispenser, Paper Towel, SS, Surface Mounted | 1 | CC | A surface mounted, satin finish stainless steel, single-fold, paper towel dispenser. Dispenser features: tumbler lock; front hinged at bottom; and refill indicator slot. Minimum capacity 400 single-fold paper towels. For general purpose use throughout the facility.
A5107 | Dispenser, Glove, Surgical/Examination, Wall Mntd | 1 | VV | Examination three (Small Medium, Large) glove dispenser box for wall mounting. Fabricated of either cold rolled steel with a white baked enamel finish, plastic or acrylic. Hardware not included, Option 3 powder coated steel.
A5135 | Shelf, Utility W/ Mop/Broom Holders, SS, Surf Mntd | 1 | CC | A surface mounted, satin finish stainless steel, utility shelf with a maximum of 6 mop/broom holders and 5 rag hooks. Utility shelf features: 8" deep shelf; mounting brackets welded to shelf; spring activated rubber cam holders; and drying rod. Unit is available in various widths 30" (minimum, 3 holders and 2 hooks) to 48" (maximum, 6 holders and 5 hooks). For use in janitor closets. Pricing based on a 36" width.
F0500 | Cart, Janitor's | 1 | VV | Janitors cart, 38" high X 66" wide X 20" deep with 25 gallon heavy duty collection bag. Accommodations for locking vault and janitorial support items (broom, dust pan, chemicals, mop and mop bucket; not included).
F0505 | Bucket, Mop, With Wringer, 26 Quart | 1 | VV | Mobile mop bucket / wringer combination, approximately 35" H x 17" W x 22" D with four 2" casters. Total capacity is 26 quarts. Unit used for general hard surface floor maintenance.
P2000 | Eyewash, Wall Mounted, Hands-Free | 1 | CC | Wall mounted emergency eye wash station. The flow of water from the unit is activated by hand. Upon initiation of water flow the unit will operate hands free to provide streams of water to clear foreign particles or dilute caustic liquids from the eyes in emergency situations. Used in laboratories and areas of the hospital where employees are subject to foreign bodies or liquid material to the eyes.
P2451 | Valve, Mixing, Thermostatic, Eyewash | 1 | CC | Emergency tempering valve thermostatically mixes hot and cold water to provide a safe fluid supply for a single emergency eye/face wash with a flow rate of 10 gpm (38.8L)
P4700 | Sink, Mop, Molded Stone | 1 | CC | Mop service sink approximately 10"H x 36"W x 24"D. Also called a mop service basin and a mop receptor. Unit is made of molded stone and is a one piece item. It shall include a service faucet hose, hose bracket and mop hanger. Used in utility rooms for cleaning mops and floor cleaning equipment.
6 - SUPPORT AREA | 6 - SUPPORT AREA | 6 - SUPPORT AREA | 6 - SUPPORT AREA | 6 - SUPPORT AREA
1 - CPL41 - Respiratory Therapy Room, Pulm Svc | 1 - CPL41 - Respiratory Therapy Room, Pulm Svc | 1 - CPL41 - Respiratory Therapy Room, Pulm Svc | 1 - CPL41 - Respiratory Therapy Room, Pulm Svc | 1 - CPL41 - Respiratory Therapy Room, Pulm Svc
JSN | NAME | QTY | ACQ/INS | DESCRIPTION
_0079 | Oximeter, Pulse | 2 | VV | Pulse oximeter for continuous surveillance of patient pulse and oxygen saturation rates. Instrument features LED display, audio and visual alarms, automatic calibration and battery operation in case of power failure. Other applications include sleep studies, exercise testing and monitoring certain patients in the home (e.g. infants or patients requiring respiratory therapy).
A1010 | Telecommunication Outlet | 3 | VV | Telecommunication outlet location.
A1012 | Telephone, Wall Mounted, 1 Line | 1 | VV | Telephone, wall mounted, 1 line.
A5075 | Dispenser, Soap, Disposable | 1 | VV | Disposable soap dispenser. One-handed dispensing operation. Designed to accommodate disposable soap cartridge and valve.
A5080 | Dispenser, Paper Towel, SS, Surface Mounted | 1 | CC | A surface mounted, satin finish stainless steel, single-fold, paper towel dispenser. Dispenser features: tumbler lock; front hinged at bottom; and refill indicator slot. Minimum capacity 400 single-fold paper towels. For general purpose use throughout the facility.
A5106 | Waste Disposal Unit, Sharps w/Glove Dispenser | 2 | VV | The unit is designed for the disposal of sharps and complies with OSHA guidelines for the handling of sharps. It shall house a 5 quart container and be capable of being mounted on a wall. It shall have a glove dispenser attached. The unit shall be secured by a locked enclosure.
A5145 | Hook, Garment, Double, SS, Surface Mounted | 2 | CC | A surface mounted, satin finish stainless steel, double garment hook. Equipped with a concealed mounting bracket that is secured to a concealed wall plate. For general purpose use throughout the facility to hang various items of apparel.
A5180 | Track, Cubicle, Surface Mounted, With Curtain | 18 | VV | Surface mounted cubicle track, with curtain. Track constructed of thick extruded aluminum. Equipped with self lubricating carriers, beaded drop chain hooks, and flame resistant curtain. To include removable end caps. Designed to be suspended around patient areas where privacy is needed. Price listed is per foot of the track, curtains to be priced per quote.
E0912 | Locker, Supply, Med Surg, Wall Mtd | 1 | VV | Medical/Surgical Supply locker, Wall Mounted, approximately 23"W x 20"D. THIS TYPICAL INCLUDES: 1 Wall Mounted Rail 1 Locked Storage Container 4 Tray/Shelves 5 Drawers, 3"H 2 Drawers, 6"H 2 Tray/Shelf Dividers Drawer Organizer Bins Consider the need for an E0921 to transport the locker from place to place.
E0948 | Cart, General Storage, Mobile, 42"H x 32"W x 22"D | 2 | VV | THIS TYPICAL INCLUDES: 1 Cart Body, Style-A Narrow, w/Raised Edge Top 2 Drawers, 3" H 4 Drawers, 6" H 1 Accessory Rail, Side Drawer Organizer Bins
E1500 | Rail, MOD, W/MNTD, HX144XD | 1 | VV | Wall mounted rail used for hanging (mounting) lockers, shelves and drawers on a wall.
F0205 | Chair, Side With Arms | 2 | VV | Upholstered side chair, 32" high X 21" wide X 23" deep with arms, padded seats and padded backs. Seat height is a minimum of 17". Available with or without sled base.
F0280 | Chair, Swivel, Low Back | 1 | VV | Low back contemporary swivel chair, 37" high X 25" wide X 31" deep with a five (5) caster swivel base, arms and foam padded seat and back upholstered with either woven textile fabric or vinyl.
F0340 | Stool, Self Adjusting | 1 | VV | Self adjusting stool. Consists of a foam padded upholstered seat with attached foot rest for added comfort. Mounted on swivel casters. Designed for doctor's use during examinations.
F2000 | Basket, Wastepaper, Fire Resistant | 1 | VV | Wastepaper basket, fire resistant, approximately 40 quart capacity. This unit is used to collect and temporarily store small quantities of paper refuse in patient rooms, administrative areas and nursing stations. Size and shape varies depending on the application and manufacturer selected.
F3200 | Clock, Battery, 12" Diameter | 1 | VV | Clock, 12" diameter. Round surface, easy to read numbers with sweep second hand. Wall mounted unit for use when impractical to install a fully synchronized clock system. Battery operated, (batteries not included).
M0750 | Flowmeter, Air, Connect w/50 PSI Supply | 2 | VV | Air flowmeter. Unit has a stainless steel needle valve with clear flowtube for connection to 50 PSI air outlet from central pipeline system. Requires the appropriate adapter for connection to the wall outlet and fitting to connect to tubing. Database prices reflect fittings with an attached DISS power outlet. Other outlet and adapter configurations are available.
M0755 | Flowmeter, Oxygen, Low Flow | 2 | VV | Oxygen flowmeter. Consists of a clear crystal flowtube calibrated to 3.5 or 8 LPM depending on manufacturer. For oxygen regulation in hospital settings. Database pricing includes DISS fitting and DISS power outlet and wall adapter. Other fitting and adapter configurations are available.
M0760 | Proportioner (Blender), Oxygen/Air | 2 | VV | An air/oxygen mixer is designed to accurately control a pressurized gas mixing with an oxygen concentration. Unit contains audible alarms to warn of supply failure, an auxiliary outlet and an oxygen concentration control adjustment range from 21% to 100%. The unit can also be used to supply an accurate pre-mixed gas source to respiration or ventilator units. A specific application may require an additional air inlet filter/water trap.
M0765 | Regulator, Vacuum | 2 | VV | Vacuum pressure regulator for connection to central piped vacuum system. Standard display scale is graduated at least from 0 to 200 mm Hg of vacuum. Displays on specialized regulators may cover other vacuum ranges. Regulator type (continuous, intermittent, continuous/intermittent, surgical, pediatric, thoracic, etc.) as required. To be used in delivery, neonatal, pediatrics or any area where suction is required. Database pricing reflects continuous regulators graduated to 200 mm Hg with a full line vacuum selection switch and DISS configured inlets and outlets.
M0875 | Nebulizer, Ultrasonic | 2 | VV | Ultrasonic nebulizer. The nebulizer consists of two units, an oscillator and a nebulizer. The oscillator converts electric power to ultrasonic vibrations. The ultrasonic vibrations agitate a therapeutic solution causing droplets to form in a moving air stream above the liquid. The patient inhales the air containing the medication(s).
M1620 | Holder, Chart, Patient, Wall or Door Mounted | 1 | VV | Wall or door mounted patient chart holder. Constructed of durable plastic or metal. Used for holding patient records. Size as required.
M1801 | Computer, Microprocessing, w/Flat Panel Monitor | 1 | VV | Desk top microprocessing computer. The unit shall consist of a central processing mini tower, flat panel monitor, keyboard, mouse and speakers. The system shall have the following minimum characteristics: a 2.8 GHz Pentium processor; 512 MB memory; 80GB hard drive; 32/48x CD-ROMDVD combo; 1.44MB network interface card; video 32 MB NVIDIA; a 18 inch flat panel monitor. The computer is used throughout the facility to input, manipulate and retrieve information.
M1802 | Work Station, Computer, Retractable, Wall Mounted | 1 | VV | A wall mounted retractable work station. Work station is used as a computer station in treatment rooms, exam rooms and areas where physical space in limited.
M3072 | Frame, Infectious Waste Bag w/Lid | 2 | VV | Frame for an infectious waste collection bag. Made of heavy tubular stainless steel with heavy gauge welded steel platform. Adjust to hold 18" or 25" trash bags. Mounted on ball bearing casters and includes permanently mounted hinged lid. Provides means of bagging infectious waste at point of waste generation.
M4116 | Monitor, Vital Signs | 1 | VV | Electronic sphygmomanometer. LCD displays non-invasive blood pressure, pulse rate and temperature. Used in hospitals and clinics. Includes an optional mobile stand.
M7905 | Oximeter, Pulse | 2 | VV | Pulse oximeter for continuous surveillance of patient pulse and oxygen saturation rates. Instrument features LED display, audio and visual alarms, automatic calibration and battery operation in case of power failure. Other applications include sleep studies, exercise testing and monitoring certain patients in the home (e.g. infants or patients requiring respiratory therapy).
P3100 | Lavatory, Vitreous China, Slab Type | 1 | CC | Wall mounted, slab type, vitreous china, lavatory (approximate bowl size 7"x15"x10") with: faucet holes on 4" centers; gooseneck spout; wrist blade handles; and grid strainer. It shall be suitable for use in clinics, offices, washrooms or patient care area.
2 - CPL42 - Medical Gas Storage Room, Pulm Svc | 2 - CPL42 - Medical Gas Storage Room, Pulm Svc | 2 - CPL42 - Medical Gas Storage Room, Pulm Svc | 2 - CPL42 - Medical Gas Storage Room, Pulm Svc | 2 - CPL42 - Medical Gas Storage Room, Pulm Svc
JSN | NAME | QTY | ACQ/INS | DESCRIPTION
A1010 | Telecommunication Outlet | 1 | VV | Telecommunication outlet location.
A1014 | Telephone, Wall Mounted, 1 Line, With Speaker | 1 | VV | Telephone, wall mounted, 1 line, with speaker.
M2055 | Shelving, Storage, Wire, CRS, w/Adjustable Shelves | 4 | VV | Stationary, wire, shelving unit. Unit has fully adjustable shelves constructed of stainless steel. For use in general purpose storage areas. Shelving is provided in various sizes and configurations. Price provided is for a unit approximately 74"H x 18"D x 48"W with four shelves.
3 - CPL43 - Ventilator Storage Room, Pulm Svc | 3 - CPL43 - Ventilator Storage Room, Pulm Svc | 3 - CPL43 - Ventilator Storage Room, Pulm Svc | 3 - CPL43 - Ventilator Storage Room, Pulm Svc | 3 - CPL43 - Ventilator Storage Room, Pulm Svc
JSN | NAME | QTY | ACQ/INS | DESCRIPTION
A1010 | Telecommunication Outlet | 1 | VV | Telecommunication outlet location.
A1014 | Telephone, Wall Mounted, 1 Line, With Speaker | 1 | VV | Telephone, wall mounted, 1 line, with speaker.
M2055 | Shelving, Storage, Wire, CRS, w/Adjustable Shelves | 4 | VV | Stationary, wire, shelving unit. Unit has fully adjustable shelves constructed of stainless steel. For use in general purpose storage areas. Shelving is provided in various sizes and configurations. Price provided is for a unit approximately 74"H x 18"D x 48"W with four shelves.
4 - SB737 - Pulm Svc Clean Utility Room, Lgstcs Svc | 4 - SB737 - Pulm Svc Clean Utility Room, Lgstcs Svc | 4 - SB737 - Pulm Svc Clean Utility Room, Lgstcs Svc | 4 - SB737 - Pulm Svc Clean Utility Room, Lgstcs Svc | 4 - SB737 - Pulm Svc Clean Utility Room, Lgstcs Svc
JSN | NAME | QTY | ACQ/INS | DESCRIPTION
E0906 | Locker, Supply, General, Wall Mtd, 23"W x 20"D | 1 | VV | THIS TYPICAL INCLUDES: 1 Wall Mounted Rail 1 Locked Storage Container 2 Tray/Shelves 1 Drawer, 3"H 3 Drawers, 6"H 2 Drawers, 9"H 1 Tray/Shelf Divider Drawer Organizer Bins Consider the need for an E0921 to transport the locker from place to place.
E0912 | Locker, Supply, Med Surg, Wall Mtd | 1 | VV | Medical/Surgical Supply locker, Wall Mounted, approximately 23"W x 20"D. THIS TYPICAL INCLUDES: 1 Wall Mounted Rail 1 Locked Storage Container 4 Tray/Shelves 5 Drawers, 3"H 2 Drawers, 6"H 2 Tray/Shelf Dividers Drawer Organizer Bins Consider the need for an E0921 to transport the locker from place to place.
E1500 | Rail, MOD, W/MNTD, HX144XD | 1 | VV | Wall mounted rail used for hanging (mounting) lockers, shelves and drawers on a wall.
F2000 | Basket, Wastepaper, Fire Resistant | 1 | VV | Wastepaper basket, fire resistant, approximately 40 quart capacity. This unit is used to collect and temporarily store small quantities of paper refuse in patient rooms, administrative areas and nursing stations. Size and shape varies depending on the application and manufacturer selected.
5 - SB743 - Pulm Svc Soiled Utility Room, Lgstcs Svc | 5 - SB743 - Pulm Svc Soiled Utility Room, Lgstcs Svc | 5 - SB743 - Pulm Svc Soiled Utility Room, Lgstcs Svc | 5 - SB743 - Pulm Svc Soiled Utility Room, Lgstcs Svc | 5 - SB743 - Pulm Svc Soiled Utility Room, Lgstcs Svc
JSN | NAME | QTY | ACQ/INS | DESCRIPTION
A1012 | Telephone, Wall Mounted, 1 Line | 1 | VV | Telephone, wall mounted, 1 line.
A5075 | Dispenser, Soap, Disposable | 1 | VV | Disposable soap dispenser. One-handed dispensing operation. Designed to accommodate disposable soap cartridge and valve.
A5077 | Dispenser, Hand Sanitizer, Hands-Free | 1 | VV | A touch free wall-mounted hand sanitizer dispenser. For use throughout a healthcare facility. Unit does not include the sanitizing liquid. Units are battery operated.
A5080 | Dispenser, Paper Towel, SS, Surface Mounted | 1 | CC | A surface mounted, satin finish stainless steel, single-fold, paper towel dispenser. Dispenser features: tumbler lock; front hinged at bottom; and refill indicator slot. Minimum capacity 400 single-fold paper towels. For general purpose use throughout the facility.
A5106 | Waste Disposal Unit, Sharps w/Glove Dispenser | 1 | VV | The unit is designed for the disposal of sharps and complies with OSHA guidelines for the handling of sharps. It shall house a 5 quart container and be capable of being mounted on a wall. It shall have a glove dispenser attached. The unit shall be secured by a locked enclosure.
C04F0 | Cabinet, U/C/B, 1 Shelf, 2 Half DR, 2 DO, 36x36x22 | 1 | CC | Standing height under counter base cabinet with an adjustable shelf and two half width drawers above solid hinged doors. Also referred to as a combination cabinet or a drawer and cupboard cabinet. For general purpose use throughout the facility.
C05P0 | Cabinet, Sink, U/C/B, 2 Door, 36x48x22 | 1 | CC | Standing height under counter base sink cabinet with solid hinged doors. Also referred to as a double-door sink cabinet. For general purpose use throughout the facility where a sink is to be used. Coordinate actual clear cabinet dimension with the actual outside dimension of sink that is specified to ensure that they are compatible.
CS200 | Sink, SS, Single Compartment, 12x28x16 ID | 1 | CC | Single compartment stainless steel sink, drop-in, self-rimming, ledge-type, connected with a drain and provided with a mixing faucet. It shall also be provided with pre-punched fixture holes on 4" center, integral back ledge to accommodate deck-mounted fixtures, brushed/polished interior and top surfaces, and sound deadened. Recommended for use in suspended or U/C/B sink cabinets having a high plastic laminate or Chemsurf laminate countertop/work surface. Coordinate actual outside sink dimensions with the actual clear dimension of cabinet specified to ensure that they are compatible. For general purpose use throughout the facility.
CT050 | Countertop, Stainless Steel | 1 | CC | Stainless steel countertop (composition of heavy-gauge Type No. 304 stainless steel) having a smooth satin finish and integral 4" backsplash/curb. Also referred to as a corrosion-resistant steel work surface or work top. Available in various depths. Used in areas where excellent ease of cleaning, abrasion resistance, bacteria resistance, impact resistance, load capacity and moisture resistance, are of concern. Pricing based upon a 24" depth.
F2020 | Can, Trash, 44 Gallon | 1 | VV | Forty four (44) gallon trash can, 32" high X 24" diameter, with lid. Used to collect and transport refuse from a point of origin to point of disposal (example: from soiled utility or a nursing unit to the trash compactor at housekeeping).
P2000 | Eyewash, Wall Mounted, Hands-Free | 1 | CC | Wall mounted emergency eye wash station. The flow of water from the unit is activated by hand. Upon initiation of water flow the unit will operate hands free to provide streams of water to clear foreign particles or dilute caustic liquids from the eyes in emergency situations. Used in laboratories and areas of the hospital where employees are subject to foreign bodies or liquid material to the eyes.
P2450 | Valve, Mixing, Thermostatic | 1 | CC | Thermostatic mixing valve with washout hose. Used with portable whirlpool equipment. Thermostatic valve is used to maintain temperature between 70 and 110 degree Fahrenheit, with a flow rate of 20 gallons a minute. The washout hose assembly is used to wash out tanks after treatment. Used in physical therapy department to provide comfortable water temperature for patient treatments.
P3100 | Lavatory, Vitreous China, Slab Type | 1 | CC | Wall mounted, slab type, vitreous china, lavatory (approximate bowl size 7"x15"x10") with: faucet holes on 4" centers; gooseneck spout; wrist blade handles; and grid strainer. It shall be suitable for use in clinics, offices, washrooms or patient care area.
6 - CPL47 - Equipment Storage Room, Pulm Svc | 6 - CPL47 - Equipment Storage Room, Pulm Svc | 6 - CPL47 - Equipment Storage Room, Pulm Svc | 6 - CPL47 - Equipment Storage Room, Pulm Svc | 6 - CPL47 - Equipment Storage Room, Pulm Svc
JSN | NAME | QTY | ACQ/INS | DESCRIPTION
M2055 | Shelving, Storage, Wire, CRS, w/Adjustable Shelves | 1 | VV | Stationary, wire, shelving unit. Unit has fully adjustable shelves constructed of stainless steel. For use in general purpose storage areas. Shelving is provided in various sizes and configurations. Price provided is for a unit approximately 74"H x 18"D x 48"W with four shelves.
7 - SC052 - Pulm Svc Crash Cart Alcove, Clncl Sprt | 7 - SC052 - Pulm Svc Crash Cart Alcove, Clncl Sprt | 7 - SC052 - Pulm Svc Crash Cart Alcove, Clncl Sprt | 7 - SC052 - Pulm Svc Crash Cart Alcove, Clncl Sprt | 7 - SC052 - Pulm Svc Crash Cart Alcove, Clncl Sprt
JSN | NAME | QTY | ACQ/INS | DESCRIPTION
E0954 | Cart, Emergency, Mobile, 66"H x 32"W x 22"D | 1 | VV | THIS TYPICAL INCLUDES: 1 Cart body, style-A narrow, w/raised edge top 1 Accessory rail, side 1 Accessory rail, back 1 Defibrillator tray 1 IV pole 1 Breakaway bar 1 Flip-up shelf 1 Wastebasket 1 Oxygen tank holder 1 Electrical box-4 outlet 1 Cord wrap 4 Drawer, 3"H 3 Drawer, 6"H Drawer organizer bins.
M1100 | Resuscitator, Bag-Mask, Hand Operated | 1 | VV | Hand operated bag-mask resuscitator. Consists of face mask, non-rebreathing valve, compression bag and tidal bag. Used for resuscitation in life saving situations.
M7660 | Defibrillator/Monitor/Recorder, Portable | 1 | VV | Portable defibrillator-monitor-recorder. Integral unit system operable from self-contained rechargeable batteries. ECG may be viewed through paddles or patient cable. Options include external pacing and 12-Lead.
M8769 | Aspirator, Resuscitation, Portable w/ Battery | 1 | VV | High-vacuum and high-flow AC/DC powered suction unit for use on emergency resuscitation carts and for general suction use. Light weight, compact design, fully enclosed water resistant unit with an average run time of 60 minutes. Includes variable suction range up to 580 mmHg and 1200 CC collection canister.
8 - SB252 - Pulm Svc Wheelchair / Stretcher Alcove, Bldg Sprt | 8 - SB252 - Pulm Svc Wheelchair / Stretcher Alcove, Bldg Sprt | 8 - SB252 - Pulm Svc Wheelchair / Stretcher Alcove, Bldg Sprt | 8 - SB252 - Pulm Svc Wheelchair / Stretcher Alcove, Bldg Sprt | 8 - SB252 - Pulm Svc Wheelchair / Stretcher Alcove, Bldg Sprt
JSN | NAME | QTY | ACQ/INS | DESCRIPTION
M4655 | Stretcher, Mobile, CRS, 9 Position | 1 | VV | Mobile stretcher. All corrosion resistant stainless steel construction. It consists of a tubular frame with side rails, a 9-position hydraulic base with pneumatic fowler adjustment, and a 2" pad. Unit is mounted on 8" conductive casters. Designed for patient transport as well as for minor surgical procedures.
M4705 | Wheelchair, Patient Transport, Folding | 1 | VV | Folding patient transport wheelchair. Constructed of chrome plated steel with detachable armrest and footrests. Unit has heavy duty front casters with sealed radial high-precision ball bearing assembly. Unit is used for patient transport.
M4710 | Wheelchair, Patient, Bariatric, Transport, Folding | 1 | VV | Folding bariatric patient transport wheelchair with a capacity of at least 500 lbs. Constructed with a heavy duty steel frame and double cross brace, with detachable armrest and swing away footrests. Unit has heavy duty front casters and rear wheels with precision wheel bearings in front and rear assembly. Unit is used for patient movement.
9 - SB244 - Pulm Svc Housekeeping Aides Closet (HAC), Bldg Sprt | 9 - SB244 - Pulm Svc Housekeeping Aides Closet (HAC), Bldg Sprt | 9 - SB244 - Pulm Svc Housekeeping Aides Closet (HAC), Bldg Sprt | 9 - SB244 - Pulm Svc Housekeeping Aides Closet (HAC), Bldg Sprt | 9 - SB244 - Pulm Svc Housekeeping Aides Closet (HAC), Bldg Sprt
JSN | NAME | QTY | ACQ/INS | DESCRIPTION
A5075 | Dispenser, Soap, Disposable | 1 | VV | Disposable soap dispenser. One-handed dispensing operation. Designed to accommodate disposable soap cartridge and valve.
A5080 | Dispenser, Paper Towel, SS, Surface Mounted | 1 | CC | A surface mounted, satin finish stainless steel, single-fold, paper towel dispenser. Dispenser features: tumbler lock; front hinged at bottom; and refill indicator slot. Minimum capacity 400 single-fold paper towels. For general purpose use throughout the facility.
A5107 | Dispenser, Glove, Surgical/Examination, Wall Mntd | 1 | VV | Examination three (Small Medium, Large) glove dispenser box for wall mounting. Fabricated of either cold rolled steel with a white baked enamel finish, plastic or acrylic. Hardware not included, Option 3 powder coated steel.
A5135 | Shelf, Utility W/ Mop/Broom Holders, SS, Surf Mntd | 1 | CC | A surface mounted, satin finish stainless steel, utility shelf with a maximum of 6 mop/broom holders and 5 rag hooks. Utility shelf features: 8" deep shelf; mounting brackets welded to shelf; spring activated rubber cam holders; and drying rod. Unit is available in various widths 30" (minimum, 3 holders and 2 hooks) to 48" (maximum, 6 holders and 5 hooks). For use in janitor closets. Pricing based on a 36" width.
F0500 | Cart, Janitor's | 1 | VV | Janitors cart, 38" high X 66" wide X 20" deep with 25 gallon heavy duty collection bag. Accommodations for locking vault and janitorial support items (broom, dust pan, chemicals, mop and mop bucket; not included).
F0505 | Bucket, Mop, With Wringer, 26 Quart | 1 | VV | Mobile mop bucket / wringer combination, approximately 35" H x 17" W x 22" D with four 2" casters. Total capacity is 26 quarts. Unit used for general hard surface floor maintenance.
P2000 | Eyewash, Wall Mounted, Hands-Free | 1 | CC | Wall mounted emergency eye wash station. The flow of water from the unit is activated by hand. Upon initiation of water flow the unit will operate hands free to provide streams of water to clear foreign particles or dilute caustic liquids from the eyes in emergency situations. Used in laboratories and areas of the hospital where employees are subject to foreign bodies or liquid material to the eyes.
P2451 | Valve, Mixing, Thermostatic, Eyewash | 1 | CC | Emergency tempering valve thermostatically mixes hot and cold water to provide a safe fluid supply for a single emergency eye/face wash with a flow rate of 10 gpm (38.8L)
P4700 | Sink, Mop, Molded Stone | 1 | CC | Mop service sink approximately 10"H x 36"W x 24"D. Also called a mop service basin and a mop receptor. Unit is made of molded stone and is a one piece item. It shall include a service faucet hose, hose bracket and mop hanger. Used in utility rooms for cleaning mops and floor cleaning equipment.
7 - STAFF AND ADMINISTRATIVE AREA | 7 - STAFF AND ADMINISTRATIVE AREA | 7 - STAFF AND ADMINISTRATIVE AREA | 7 - STAFF AND ADMINISTRATIVE AREA | 7 - STAFF AND ADMINISTRATIVE AREA
1 - SS204 - Pulm Svc Respiratory Therapy Director Office, Stff Sprt | 1 - SS204 - Pulm Svc Respiratory Therapy Director Office, Stff Sprt | 1 - SS204 - Pulm Svc Respiratory Therapy Director Office, Stff Sprt | 1 - SS204 - Pulm Svc Respiratory Therapy Director Office, Stff Sprt | 1 - SS204 - Pulm Svc Respiratory Therapy Director Office, Stff Sprt
JSN | NAME | QTY | ACQ/INS | DESCRIPTION
A1010 | Telecommunication Outlet | 2 | VV | Telecommunication outlet location.
A1015 | Telephone, Desk, Multiple Line | 1 | VV | Telephone, desk, multiple line.
A5145 | Hook, Garment, Double, SS, Surface Mounted | 1 | CC | A surface mounted, satin finish stainless steel, double garment hook. Equipped with a concealed mounting bracket that is secured to a concealed wall plate. For general purpose use throughout the facility to hang various items of apparel.
E0078 | Workstation, L-Shaped w/Peninsula, Free Std, 78x72 | 1 | VV | This section will provide a whole work station typical to quickly plan work areas in clinical or administrative spaces. There will be a price decrease if typical work stations are used with vertical hanging strips instead of panels. THIS TYPICAL INCLUDES: 4 standard solid panels; 2 panel connectors, 2-way corner; 1 panel-to-panel connector; 2 finished end hardware; 1 cantilevered work surface; 1 peninsula work surface; 2 lockable flipper units; 2 shelf, storage/display; 2 lights; 1 tack board, 48"W; 1 tool rail, 30"W; 1 paper tray; 1 diagonal tray; 1 adjustable keyboard tray; 1 mobile pedestal, box/file.
F0110 | Bookcase, 3 Shelf | 1 | VV | Freestanding open metal shelf book case, approximately 60" high X 36" wide X 18" deep with three (3) adjustable shelves and four (4) non-marking floor glides.
F0205 | Chair, Side With Arms | 2 | VV | Upholstered side chair, 32" high X 21" wide X 23" deep with arms, padded seats and padded backs. Seat height is a minimum of 17". Available with or without sled base.
F0275 | Chair, Swivel, High Back | 1 | VV | Highback contemporary swivel chair, 41" high X 23" wide X 23" deep with five (5) caster swivel base and arms. Chair may be used at desks or in conference rooms. Back and seat are foam padded and upholstered with either woven textile fabric or vinyl.
F0420 | Cabinet, Filing, Lateral, Half Height | 1 | VV | Half height two (2) or three (3) drawer lateral filing cabinet, 28" high X 42" wide X 18" deep with recessed handles, locking device and drawer label holders. Drawers are adaptable to either letter or legal size materials.
F2000 | Basket, Wastepaper, Fire Resistant | 1 | VV | Wastepaper basket, fire resistant, approximately 40 quart capacity. This unit is used to collect and temporarily store small quantities of paper refuse in patient rooms, administrative areas and nursing stations. Size and shape varies depending on the application and manufacturer selected.
F3200 | Clock, Battery, 12" Diameter | 1 | VV | Clock, 12" diameter. Round surface, easy to read numbers with sweep second hand. Wall mounted unit for use when impractical to install a fully synchronized clock system. Battery operated, (batteries not included).
M1801 | Computer, Microprocessing, w/Flat Panel Monitor | 1 | VV | Desk top microprocessing computer. The unit shall consist of a central processing mini tower, flat panel monitor, keyboard, mouse and speakers. The system shall have the following minimum characteristics: a 2.8 GHz Pentium processor; 512 MB memory; 80GB hard drive; 32/48x CD-ROMDVD combo; 1.44MB network interface card; video 32 MB NVIDIA; a 18 inch flat panel monitor. The computer is used throughout the facility to input, manipulate and retrieve information.
2 - SB003 - Pulm Svc Administration Waiting, Bldg Sprt | 2 - SB003 - Pulm Svc Administration Waiting, Bldg Sprt | 2 - SB003 - Pulm Svc Administration Waiting, Bldg Sprt | 2 - SB003 - Pulm Svc Administration Waiting, Bldg Sprt | 2 - SB003 - Pulm Svc Administration Waiting, Bldg Sprt
JSN | NAME | QTY | ACQ/INS | DESCRIPTION
A5077 | Dispenser, Hand Sanitizer, Hands-Free | 1 | VV | A touch free wall-mounted hand sanitizer dispenser. For use throughout a healthcare facility. Unit does not include the sanitizing liquid. Units are battery operated.
A6046 | Artwork, Decorative, With Frame | 1 | VV | This JSN is to be used for determining and defining location of decorative artwork.
F0206 | Chair, Side, Bariatric, With Arms | 1 | VV | A bariatric side chair with arms for use in a waiting room, lobby or other patient area. Chair will have a padded seat and back and have a capacity of 800 pounds.
F0305 | Chair, Waiting Room, Single | 1 | VV | Single seat waiting room chair with foam padded seat and back. Upholstered with either woven fabric textile or vinyl. Arms and floor glides included.
F2000 | Basket, Wastepaper, Fire Resistant | 1 | VV | Wastepaper basket, fire resistant, approximately 40 quart capacity. This unit is used to collect and temporarily store small quantities of paper refuse in patient rooms, administrative areas and nursing stations. Size and shape varies depending on the application and manufacturer selected.
F2300 | Rack, Magazine, Wall Mounted | 1 | VV | Wall mounted magazine rack with nine (9) magazine holding compartments.
F3200 | Clock, Battery, 12" Diameter | 1 | VV | Clock, 12" diameter. Round surface, easy to read numbers with sweep second hand. Wall mounted unit for use when impractical to install a fully synchronized clock system. Battery operated, (batteries not included).
3 - SS218 - Pulm Svc Administrative Support Workstation, Stff Sprt | 3 - SS218 - Pulm Svc Administrative Support Workstation, Stff Sprt | 3 - SS218 - Pulm Svc Administrative Support Workstation, Stff Sprt | 3 - SS218 - Pulm Svc Administrative Support Workstation, Stff Sprt | 3 - SS218 - Pulm Svc Administrative Support Workstation, Stff Sprt
JSN | NAME | QTY | ACQ/INS | DESCRIPTION
A1010 | Telecommunication Outlet | 2 | VV | Telecommunication outlet location.
A1015 | Telephone, Desk, Multiple Line | 1 | VV | Telephone, desk, multiple line.
E0123 | Workstation, Straight, Free Standing, 72" W | 1 | VV | This JSN will provide a whole work station typical to quickly plan work in areas in clinical or administrative spaces. There will be a price decrease if typical work stations are used with vertical hanging strips instead of panels. THIS TYPICAL INCLUDES: 4 Standard Solid Panels 2 Panel Connectors, 2-Way Corner 1 Panel-to-Panel Connector 2 Finished End Hardware 1 Cantilevered, Work Surface 2 Lockable Flipper Units 2 Shelf, Storage/Displays 2 Lights 1 Tack board 1 Tool Rail 1 Paper Tray 1 Diagonal Tray 1 Adjustable Keyboard Tray 1 Mobile Pedestal, Box/File
F0275 | Chair, Swivel, High Back | 1 | VV | Highback contemporary swivel chair, 41" high X 23" wide X 23" deep with five (5) caster swivel base and arms. Chair may be used at desks or in conference rooms. Back and seat are foam padded and upholstered with either woven textile fabric or vinyl.
F0420 | Cabinet, Filing, Lateral, Half Height | 1 | VV | Half height two (2) or three (3) drawer lateral filing cabinet, 28" high X 42" wide X 18" deep with recessed handles, locking device and drawer label holders. Drawers are adaptable to either letter or legal size materials.
F2000 | Basket, Wastepaper, Fire Resistant | 1 | VV | Wastepaper basket, fire resistant, approximately 40 quart capacity. This unit is used to collect and temporarily store small quantities of paper refuse in patient rooms, administrative areas and nursing stations. Size and shape varies depending on the application and manufacturer selected.
M1801 | Computer, Microprocessing, w/Flat Panel Monitor | 1 | VV | Desk top microprocessing computer. The unit shall consist of a central processing mini tower, flat panel monitor, keyboard, mouse and speakers. The system shall have the following minimum characteristics: a 2.8 GHz Pentium processor; 512 MB memory; 80GB hard drive; 32/48x CD-ROMDVD combo; 1.44MB network interface card; video 32 MB NVIDIA; a 18 inch flat panel monitor. The computer is used throughout the facility to input, manipulate and retrieve information.
4 - SS218 - Pulm Svc Physician Workstation, Stff Sprt | 4 - SS218 - Pulm Svc Physician Workstation, Stff Sprt | 4 - SS218 - Pulm Svc Physician Workstation, Stff Sprt | 4 - SS218 - Pulm Svc Physician Workstation, Stff Sprt | 4 - SS218 - Pulm Svc Physician Workstation, Stff Sprt
JSN | NAME | QTY | ACQ/INS | DESCRIPTION
A1010 | Telecommunication Outlet | 2 | VV | Telecommunication outlet location.
A1015 | Telephone, Desk, Multiple Line | 1 | VV | Telephone, desk, multiple line.
E0123 | Workstation, Straight, Free Standing, 72" W | 1 | VV | This JSN will provide a whole work station typical to quickly plan work in areas in clinical or administrative spaces. There will be a price decrease if typical work stations are used with vertical hanging strips instead of panels. THIS TYPICAL INCLUDES: 4 Standard Solid Panels 2 Panel Connectors, 2-Way Corner 1 Panel-to-Panel Connector 2 Finished End Hardware 1 Cantilevered, Work Surface 2 Lockable Flipper Units 2 Shelf, Storage/Displays 2 Lights 1 Tack board 1 Tool Rail 1 Paper Tray 1 Diagonal Tray 1 Adjustable Keyboard Tray 1 Mobile Pedestal, Box/File
F0275 | Chair, Swivel, High Back | 1 | VV | Highback contemporary swivel chair, 41" high X 23" wide X 23" deep with five (5) caster swivel base and arms. Chair may be used at desks or in conference rooms. Back and seat are foam padded and upholstered with either woven textile fabric or vinyl.
F0420 | Cabinet, Filing, Lateral, Half Height | 1 | VV | Half height two (2) or three (3) drawer lateral filing cabinet, 28" high X 42" wide X 18" deep with recessed handles, locking device and drawer label holders. Drawers are adaptable to either letter or legal size materials.
F2000 | Basket, Wastepaper, Fire Resistant | 1 | VV | Wastepaper basket, fire resistant, approximately 40 quart capacity. This unit is used to collect and temporarily store small quantities of paper refuse in patient rooms, administrative areas and nursing stations. Size and shape varies depending on the application and manufacturer selected.
M1801 | Computer, Microprocessing, w/Flat Panel Monitor | 1 | VV | Desk top microprocessing computer. The unit shall consist of a central processing mini tower, flat panel monitor, keyboard, mouse and speakers. The system shall have the following minimum characteristics: a 2.8 GHz Pentium processor; 512 MB memory; 80GB hard drive; 32/48x CD-ROMDVD combo; 1.44MB network interface card; video 32 MB NVIDIA; a 18 inch flat panel monitor. The computer is used throughout the facility to input, manipulate and retrieve information.
5 - SS204 - Pulm Svc Nurse Manager Office, Stff Sprt | 5 - SS204 - Pulm Svc Nurse Manager Office, Stff Sprt | 5 - SS204 - Pulm Svc Nurse Manager Office, Stff Sprt | 5 - SS204 - Pulm Svc Nurse Manager Office, Stff Sprt | 5 - SS204 - Pulm Svc Nurse Manager Office, Stff Sprt
JSN | NAME | QTY | ACQ/INS | DESCRIPTION
A1010 | Telecommunication Outlet | 2 | VV | Telecommunication outlet location.
A1015 | Telephone, Desk, Multiple Line | 1 | VV | Telephone, desk, multiple line.
A5145 | Hook, Garment, Double, SS, Surface Mounted | 1 | CC | A surface mounted, satin finish stainless steel, double garment hook. Equipped with a concealed mounting bracket that is secured to a concealed wall plate. For general purpose use throughout the facility to hang various items of apparel.
E0078 | Workstation, L-Shaped w/Peninsula, Free Std, 78x72 | 1 | VV | This section will provide a whole work station typical to quickly plan work areas in clinical or administrative spaces. There will be a price decrease if typical work stations are used with vertical hanging strips instead of panels. THIS TYPICAL INCLUDES: 4 standard solid panels; 2 panel connectors, 2-way corner; 1 panel-to-panel connector; 2 finished end hardware; 1 cantilevered work surface; 1 peninsula work surface; 2 lockable flipper units; 2 shelf, storage/display; 2 lights; 1 tack board, 48"W; 1 tool rail, 30"W; 1 paper tray; 1 diagonal tray; 1 adjustable keyboard tray; 1 mobile pedestal, box/file.
F0110 | Bookcase, 3 Shelf | 1 | VV | Freestanding open metal shelf book case, approximately 60" high X 36" wide X 18" deep with three (3) adjustable shelves and four (4) non-marking floor glides.
F0205 | Chair, Side With Arms | 2 | VV | Upholstered side chair, 32" high X 21" wide X 23" deep with arms, padded seats and padded backs. Seat height is a minimum of 17". Available with or without sled base.
F0275 | Chair, Swivel, High Back | 1 | VV | Highback contemporary swivel chair, 41" high X 23" wide X 23" deep with five (5) caster swivel base and arms. Chair may be used at desks or in conference rooms. Back and seat are foam padded and upholstered with either woven textile fabric or vinyl.
F0420 | Cabinet, Filing, Lateral, Half Height | 1 | VV | Half height two (2) or three (3) drawer lateral filing cabinet, 28" high X 42" wide X 18" deep with recessed handles, locking device and drawer label holders. Drawers are adaptable to either letter or legal size materials.
F2000 | Basket, Wastepaper, Fire Resistant | 1 | VV | Wastepaper basket, fire resistant, approximately 40 quart capacity. This unit is used to collect and temporarily store small quantities of paper refuse in patient rooms, administrative areas and nursing stations. Size and shape varies depending on the application and manufacturer selected.
F3200 | Clock, Battery, 12" Diameter | 1 | VV | Clock, 12" diameter. Round surface, easy to read numbers with sweep second hand. Wall mounted unit for use when impractical to install a fully synchronized clock system. Battery operated, (batteries not included).
M1801 | Computer, Microprocessing, w/Flat Panel Monitor | 1 | VV | Desk top microprocessing computer. The unit shall consist of a central processing mini tower, flat panel monitor, keyboard, mouse and speakers. The system shall have the following minimum characteristics: a 2.8 GHz Pentium processor; 512 MB memory; 80GB hard drive; 32/48x CD-ROMDVD combo; 1.44MB network interface card; video 32 MB NVIDIA; a 18 inch flat panel monitor. The computer is used throughout the facility to input, manipulate and retrieve information.
6 - SS218 - Pulm Svc Technician Workstation, Stff Sprt | 6 - SS218 - Pulm Svc Technician Workstation, Stff Sprt | 6 - SS218 - Pulm Svc Technician Workstation, Stff Sprt | 6 - SS218 - Pulm Svc Technician Workstation, Stff Sprt | 6 - SS218 - Pulm Svc Technician Workstation, Stff Sprt
JSN | NAME | QTY | ACQ/INS | DESCRIPTION
A1010 | Telecommunication Outlet | 2 | VV | Telecommunication outlet location.
A1015 | Telephone, Desk, Multiple Line | 1 | VV | Telephone, desk, multiple line.
E0123 | Workstation, Straight, Free Standing, 72" W | 1 | VV | This JSN will provide a whole work station typical to quickly plan work in areas in clinical or administrative spaces. There will be a price decrease if typical work stations are used with vertical hanging strips instead of panels. THIS TYPICAL INCLUDES: 4 Standard Solid Panels 2 Panel Connectors, 2-Way Corner 1 Panel-to-Panel Connector 2 Finished End Hardware 1 Cantilevered, Work Surface 2 Lockable Flipper Units 2 Shelf, Storage/Displays 2 Lights 1 Tack board 1 Tool Rail 1 Paper Tray 1 Diagonal Tray 1 Adjustable Keyboard Tray 1 Mobile Pedestal, Box/File
F0275 | Chair, Swivel, High Back | 1 | VV | Highback contemporary swivel chair, 41" high X 23" wide X 23" deep with five (5) caster swivel base and arms. Chair may be used at desks or in conference rooms. Back and seat are foam padded and upholstered with either woven textile fabric or vinyl.
F0420 | Cabinet, Filing, Lateral, Half Height | 1 | VV | Half height two (2) or three (3) drawer lateral filing cabinet, 28" high X 42" wide X 18" deep with recessed handles, locking device and drawer label holders. Drawers are adaptable to either letter or legal size materials.
F2000 | Basket, Wastepaper, Fire Resistant | 1 | VV | Wastepaper basket, fire resistant, approximately 40 quart capacity. This unit is used to collect and temporarily store small quantities of paper refuse in patient rooms, administrative areas and nursing stations. Size and shape varies depending on the application and manufacturer selected.
M1801 | Computer, Microprocessing, w/Flat Panel Monitor | 1 | VV | Desk top microprocessing computer. The unit shall consist of a central processing mini tower, flat panel monitor, keyboard, mouse and speakers. The system shall have the following minimum characteristics: a 2.8 GHz Pentium processor; 512 MB memory; 80GB hard drive; 32/48x CD-ROMDVD combo; 1.44MB network interface card; video 32 MB NVIDIA; a 18 inch flat panel monitor. The computer is used throughout the facility to input, manipulate and retrieve information.
7 - SS218 - Pulm Svc Home Care Coordinator Workstation, Stff Sprt | 7 - SS218 - Pulm Svc Home Care Coordinator Workstation, Stff Sprt | 7 - SS218 - Pulm Svc Home Care Coordinator Workstation, Stff Sprt | 7 - SS218 - Pulm Svc Home Care Coordinator Workstation, Stff Sprt | 7 - SS218 - Pulm Svc Home Care Coordinator Workstation, Stff Sprt
JSN | NAME | QTY | ACQ/INS | DESCRIPTION
A1010 | Telecommunication Outlet | 2 | VV | Telecommunication outlet location.
A1015 | Telephone, Desk, Multiple Line | 1 | VV | Telephone, desk, multiple line.
E0123 | Workstation, Straight, Free Standing, 72" W | 1 | VV | This JSN will provide a whole work station typical to quickly plan work in areas in clinical or administrative spaces. There will be a price decrease if typical work stations are used with vertical hanging strips instead of panels. THIS TYPICAL INCLUDES: 4 Standard Solid Panels 2 Panel Connectors, 2-Way Corner 1 Panel-to-Panel Connector 2 Finished End Hardware 1 Cantilevered, Work Surface 2 Lockable Flipper Units 2 Shelf, Storage/Displays 2 Lights 1 Tack board 1 Tool Rail 1 Paper Tray 1 Diagonal Tray 1 Adjustable Keyboard Tray 1 Mobile Pedestal, Box/File
F0275 | Chair, Swivel, High Back | 1 | VV | Highback contemporary swivel chair, 41" high X 23" wide X 23" deep with five (5) caster swivel base and arms. Chair may be used at desks or in conference rooms. Back and seat are foam padded and upholstered with either woven textile fabric or vinyl.
F0420 | Cabinet, Filing, Lateral, Half Height | 1 | VV | Half height two (2) or three (3) drawer lateral filing cabinet, 28" high X 42" wide X 18" deep with recessed handles, locking device and drawer label holders. Drawers are adaptable to either letter or legal size materials.
F2000 | Basket, Wastepaper, Fire Resistant | 1 | VV | Wastepaper basket, fire resistant, approximately 40 quart capacity. This unit is used to collect and temporarily store small quantities of paper refuse in patient rooms, administrative areas and nursing stations. Size and shape varies depending on the application and manufacturer selected.
M1801 | Computer, Microprocessing, w/Flat Panel Monitor | 1 | VV | Desk top microprocessing computer. The unit shall consist of a central processing mini tower, flat panel monitor, keyboard, mouse and speakers. The system shall have the following minimum characteristics: a 2.8 GHz Pentium processor; 512 MB memory; 80GB hard drive; 32/48x CD-ROMDVD combo; 1.44MB network interface card; video 32 MB NVIDIA; a 18 inch flat panel monitor. The computer is used throughout the facility to input, manipulate and retrieve information.
8 - SS218 - Pulm Svc Polysomnographer Workstation, Stff Sprt | 8 - SS218 - Pulm Svc Polysomnographer Workstation, Stff Sprt | 8 - SS218 - Pulm Svc Polysomnographer Workstation, Stff Sprt | 8 - SS218 - Pulm Svc Polysomnographer Workstation, Stff Sprt | 8 - SS218 - Pulm Svc Polysomnographer Workstation, Stff Sprt
JSN | NAME | QTY | ACQ/INS | DESCRIPTION
A1010 | Telecommunication Outlet | 2 | VV | Telecommunication outlet location.
A1015 | Telephone, Desk, Multiple Line | 1 | VV | Telephone, desk, multiple line.
E0123 | Workstation, Straight, Free Standing, 72" W | 1 | VV | This JSN will provide a whole work station typical to quickly plan work in areas in clinical or administrative spaces. There will be a price decrease if typical work stations are used with vertical hanging strips instead of panels. THIS TYPICAL INCLUDES: 4 Standard Solid Panels 2 Panel Connectors, 2-Way Corner 1 Panel-to-Panel Connector 2 Finished End Hardware 1 Cantilevered, Work Surface 2 Lockable Flipper Units 2 Shelf, Storage/Displays 2 Lights 1 Tack board 1 Tool Rail 1 Paper Tray 1 Diagonal Tray 1 Adjustable Keyboard Tray 1 Mobile Pedestal, Box/File
F0275 | Chair, Swivel, High Back | 1 | VV | Highback contemporary swivel chair, 41" high X 23" wide X 23" deep with five (5) caster swivel base and arms. Chair may be used at desks or in conference rooms. Back and seat are foam padded and upholstered with either woven textile fabric or vinyl.
F0420 | Cabinet, Filing, Lateral, Half Height | 1 | VV | Half height two (2) or three (3) drawer lateral filing cabinet, 28" high X 42" wide X 18" deep with recessed handles, locking device and drawer label holders. Drawers are adaptable to either letter or legal size materials.
F2000 | Basket, Wastepaper, Fire Resistant | 1 | VV | Wastepaper basket, fire resistant, approximately 40 quart capacity. This unit is used to collect and temporarily store small quantities of paper refuse in patient rooms, administrative areas and nursing stations. Size and shape varies depending on the application and manufacturer selected.
M1801 | Computer, Microprocessing, w/Flat Panel Monitor | 1 | VV | Desk top microprocessing computer. The unit shall consist of a central processing mini tower, flat panel monitor, keyboard, mouse and speakers. The system shall have the following minimum characteristics: a 2.8 GHz Pentium processor; 512 MB memory; 80GB hard drive; 32/48x CD-ROMDVD combo; 1.44MB network interface card; video 32 MB NVIDIA; a 18 inch flat panel monitor. The computer is used throughout the facility to input, manipulate and retrieve information.
9 - SS218 - Pulm Svc Respiratory Therapist Workstation, Stff Sprt | 9 - SS218 - Pulm Svc Respiratory Therapist Workstation, Stff Sprt | 9 - SS218 - Pulm Svc Respiratory Therapist Workstation, Stff Sprt | 9 - SS218 - Pulm Svc Respiratory Therapist Workstation, Stff Sprt | 9 - SS218 - Pulm Svc Respiratory Therapist Workstation, Stff Sprt
JSN | NAME | QTY | ACQ/INS | DESCRIPTION
A1010 | Telecommunication Outlet | 2 | VV | Telecommunication outlet location.
A1015 | Telephone, Desk, Multiple Line | 1 | VV | Telephone, desk, multiple line.
E0123 | Workstation, Straight, Free Standing, 72" W | 1 | VV | This JSN will provide a whole work station typical to quickly plan work in areas in clinical or administrative spaces. There will be a price decrease if typical work stations are used with vertical hanging strips instead of panels. THIS TYPICAL INCLUDES: 4 Standard Solid Panels 2 Panel Connectors, 2-Way Corner 1 Panel-to-Panel Connector 2 Finished End Hardware 1 Cantilevered, Work Surface 2 Lockable Flipper Units 2 Shelf, Storage/Displays 2 Lights 1 Tack board 1 Tool Rail 1 Paper Tray 1 Diagonal Tray 1 Adjustable Keyboard Tray 1 Mobile Pedestal, Box/File
F0275 | Chair, Swivel, High Back | 1 | VV | Highback contemporary swivel chair, 41" high X 23" wide X 23" deep with five (5) caster swivel base and arms. Chair may be used at desks or in conference rooms. Back and seat are foam padded and upholstered with either woven textile fabric or vinyl.
F0420 | Cabinet, Filing, Lateral, Half Height | 1 | VV | Half height two (2) or three (3) drawer lateral filing cabinet, 28" high X 42" wide X 18" deep with recessed handles, locking device and drawer label holders. Drawers are adaptable to either letter or legal size materials.
F2000 | Basket, Wastepaper, Fire Resistant | 1 | VV | Wastepaper basket, fire resistant, approximately 40 quart capacity. This unit is used to collect and temporarily store small quantities of paper refuse in patient rooms, administrative areas and nursing stations. Size and shape varies depending on the application and manufacturer selected.
M1801 | Computer, Microprocessing, w/Flat Panel Monitor | 1 | VV | Desk top microprocessing computer. The unit shall consist of a central processing mini tower, flat panel monitor, keyboard, mouse and speakers. The system shall have the following minimum characteristics: a 2.8 GHz Pentium processor; 512 MB memory; 80GB hard drive; 32/48x CD-ROMDVD combo; 1.44MB network interface card; video 32 MB NVIDIA; a 18 inch flat panel monitor. The computer is used throughout the facility to input, manipulate and retrieve information.
10 - SS218 - Pulm Svc Administration Support Workstation, Stff Sprt | 10 - SS218 - Pulm Svc Administration Support Workstation, Stff Sprt | 10 - SS218 - Pulm Svc Administration Support Workstation, Stff Sprt | 10 - SS218 - Pulm Svc Administration Support Workstation, Stff Sprt | 10 - SS218 - Pulm Svc Administration Support Workstation, Stff Sprt
JSN | NAME | QTY | ACQ/INS | DESCRIPTION
A1010 | Telecommunication Outlet | 2 | VV | Telecommunication outlet location.
A1015 | Telephone, Desk, Multiple Line | 1 | VV | Telephone, desk, multiple line.
E0123 | Workstation, Straight, Free Standing, 72" W | 1 | VV | This JSN will provide a whole work station typical to quickly plan work in areas in clinical or administrative spaces. There will be a price decrease if typical work stations are used with vertical hanging strips instead of panels. THIS TYPICAL INCLUDES: 4 Standard Solid Panels 2 Panel Connectors, 2-Way Corner 1 Panel-to-Panel Connector 2 Finished End Hardware 1 Cantilevered, Work Surface 2 Lockable Flipper Units 2 Shelf, Storage/Displays 2 Lights 1 Tack board 1 Tool Rail 1 Paper Tray 1 Diagonal Tray 1 Adjustable Keyboard Tray 1 Mobile Pedestal, Box/File
F0275 | Chair, Swivel, High Back | 1 | VV | Highback contemporary swivel chair, 41" high X 23" wide X 23" deep with five (5) caster swivel base and arms. Chair may be used at desks or in conference rooms. Back and seat are foam padded and upholstered with either woven textile fabric or vinyl.
F0420 | Cabinet, Filing, Lateral, Half Height | 1 | VV | Half height two (2) or three (3) drawer lateral filing cabinet, 28" high X 42" wide X 18" deep with recessed handles, locking device and drawer label holders. Drawers are adaptable to either letter or legal size materials.
F2000 | Basket, Wastepaper, Fire Resistant | 1 | VV | Wastepaper basket, fire resistant, approximately 40 quart capacity. This unit is used to collect and temporarily store small quantities of paper refuse in patient rooms, administrative areas and nursing stations. Size and shape varies depending on the application and manufacturer selected.
M1801 | Computer, Microprocessing, w/Flat Panel Monitor | 1 | VV | Desk top microprocessing computer. The unit shall consist of a central processing mini tower, flat panel monitor, keyboard, mouse and speakers. The system shall have the following minimum characteristics: a 2.8 GHz Pentium processor; 512 MB memory; 80GB hard drive; 32/48x CD-ROMDVD combo; 1.44MB network interface card; video 32 MB NVIDIA; a 18 inch flat panel monitor. The computer is used throughout the facility to input, manipulate and retrieve information.
11 - SS272 - Pulm Svc Copy / Supply Room, Stff Sprt | 11 - SS272 - Pulm Svc Copy / Supply Room, Stff Sprt | 11 - SS272 - Pulm Svc Copy / Supply Room, Stff Sprt | 11 - SS272 - Pulm Svc Copy / Supply Room, Stff Sprt | 11 - SS272 - Pulm Svc Copy / Supply Room, Stff Sprt
JSN | NAME | QTY | ACQ/INS | DESCRIPTION
A1010 | Telecommunication Outlet | 2 | VV | Telecommunication outlet location.
A1012 | Telephone, Wall Mounted, 1 Line | 1 | VV | Telephone, wall mounted, 1 line.
F0465 | Cabinet, Storage, 2 Door, 5 Shelf | 1 | VV | Storage cabinet, 78" high X 48" wide X 24" deep with two (2) doors and five (5) adjustable shelves.
F0775 | Table, Work, 2 Drawer | 1 | VV | Work table approximately 32" high X 72" wide X 30" deep with two drawers and a hard wood top.
F2000 | Basket, Wastepaper, Fire Resistant | 1 | VV | Wastepaper basket, fire resistant, approximately 40 quart capacity. This unit is used to collect and temporarily store small quantities of paper refuse in patient rooms, administrative areas and nursing stations. Size and shape varies depending on the application and manufacturer selected.
F2550 | Shredder, Paper Heavy Duty | 1 | VV | Shredder shall be able to process a minimum of 25 sheets of paper per pass at a minimum rate of 20 feet per minute. The unit shall have a 16 inch throat to accept paper. Paper shall be shredded into 1/4 inch strips.
M1810 | Copier, Floor Standing, Digital | 1 | VV | Floor standing copier. Unit features automatic paper size selection, automatic document feeder and sorter. The system also has zoom capabilities and automatic two-sided copying. For use where medium volume reproduction is required in the range of 30 to 40 copies per minute.
M1835 | Printer, Color Laser, Large | 1 | VV | Color laser printer designed for high volume use and network capable. The printer shall be capable of printing a minimum of 25 pages per minute (ppm) of black print and 20 ppm color print. Resolution shall be no less than 600 X 600 dpi. It shall be capable of printing on multiple media types (plain, inkjet, photo paper and transparencies) and be capable of accepting media sizes of 3 X 5 to 8.5 X 14 inches. The printer is used in multi-user network offices.
12 - SS262 - Pulm Svc Staff Breakroom, Stff Sprt | 12 - SS262 - Pulm Svc Staff Breakroom, Stff Sprt | 12 - SS262 - Pulm Svc Staff Breakroom, Stff Sprt | 12 - SS262 - Pulm Svc Staff Breakroom, Stff Sprt | 12 - SS262 - Pulm Svc Staff Breakroom, Stff Sprt
JSN | NAME | QTY | ACQ/INS | DESCRIPTION
A1010 | Telecommunication Outlet | 1 | VV | Telecommunication outlet location.
A1012 | Telephone, Wall Mounted, 1 Line | 1 | VV | Telephone, wall mounted, 1 line.
A1080 | Mirror, Posture, Wall Mounted | 1 | CC | Wall mounted posture mirror. Consists of a 1/4" plate glass in a sturdy corrosion resistant frame with water proof back. For educational and therapy programs.
A5075 | Dispenser, Soap, Disposable | 1 | VV | Disposable soap dispenser. One-handed dispensing operation. Designed to accommodate disposable soap cartridge and valve.
A5080 | Dispenser, Paper Towel, SS, Surface Mounted | 1 | CC | A surface mounted, satin finish stainless steel, single-fold, paper towel dispenser. Dispenser features: tumbler lock; front hinged at bottom; and refill indicator slot. Minimum capacity 400 single-fold paper towels. For general purpose use throughout the facility.
A5145 | Hook, Garment, Double, SS, Surface Mounted | 1 | CC | A surface mounted, satin finish stainless steel, double garment hook. Equipped with a concealed mounting bracket that is secured to a concealed wall plate. For general purpose use throughout the facility to hang various items of apparel.
A5210 | Bracket, Television, Wall Mounted, w/Adjust Arm | 1 | VV | Wall mounted television bracket with adjustable arm. Consists of movable arm with minimum 120 degree swivel. Designed for holding wall mounted, flat panel television units in patient rooms.
A5220 | Bracket, Television, Wall Backing | 1 | CC | Wall mounted television bracket backing which provides additional support and strength for the installation of the television bracket. Option available for interior or exterior plate and sized for 12” 16” or 24” stud spacing.
C02C0 | Cabinet, U/C/B, 1 Shelf, 1 Drawer, 1 DO, 36x24x22 | 1 | CC | Standing height under counter base cabinet with an adjustable shelf and a full width drawer above a solid right or left-hinged door (appropriate door hinge configuration to be indicated on equipment elevation drawings). Also referred to as a combination cabinet or a drawer and cupboard cabinet. For general purpose use throughout the facility.
C02D0 | Cabinet, U/C/B, 4 Drawer, 36x24x22 | 1 | CC | Standing height under counter base cabinet with four full width drawers of equal height. Also referred to as a drawer cabinet. For general purpose use throughout the facility.
C04P0 | Cabinet, Sink, U/C/B, 2 Door, 36x36x22 | 1 | CC | Standing height under counter base sink cabinet with solid hinged doors. Also referred to as a double-door sink cabinet. For general purpose use throughout the facility where a sink is to be used. Coordinate actual clear cabinet dimension with the actual outside dimension of sink that is specified to ensure that they are compatible.
CB020 | Cabinet, W/H, 2 Shelf, 1 DO, Sloping Top, 38x24x13 | 2 | CC | Wall hung cabinet with two adjustable shelves, solid right or left-hinged door (appropriate door hinge configuration to be indicated on equipment elevation drawings), and sloping top. Also referred to as a solid hinged single door case. For general purpose use throughout the facility.
CS010 | Sink, SS, Single Compartment, 7.5x12x12 ID | 1 | CC | Single compartment stainless steel sink, drop-in, self-rimming, ledge-type, connected with a drain and provided with a mixing faucet. It shall also be provided with pre-punched fixture holes on 4" center, integral back ledge to accommodate deck-mounted fixtures, brushed/polished interior and top surfaces, and sound deadened. Recommended for use in suspended or U/C/B sink cabinets having a high plastic laminate or Chemsurf laminate countertop/work surface. For general purpose use throughout the facility.
CT020 | Countertop, Solid Surface | 7 | CC | A solid, nonporous countertop with a smooth seamless appearance. Easy to clean and maintain and with proper cleaning does not support the growth of mold. An acrylic-based solid surface product. Standard thickness of 1", and a 4" butt backsplash/curb. Also referred to as a work surface or work top. Available in a choice of colors and depths. Used in lab and other hospital areas requiring optimum physical and chemical resisting properties.
F0225 | Chair, Dining Room | 4 | VV | Dining room chair with glides. Chair has straight legs with cushioned cloth or vinyl seat.
F0795 | Table, Dining | 1 | VV | Dining table. Round 42" diameter or square 42" X 42". Used in dining facilities and can comfortably seat up to four (4) persons.
F2015 | Basket, Wastepaper, Metal/Plastic,2 Swinging Doors | 1 | VV | Metal receptacle for soiled / used towels or waste. Equipped with a removable tapered top with two independently operating self-closing, spring hinged doors. Used in public facilities for the collection and temporary storage of refuse.
F3065 | Whiteboard/Bulletin Board, Combination | 1 | VV | A combination whiteboard and bulletin board, half LCS and half cork. Available with either aluminum or wood frame. It can be used in patient rooms or in any appropriate space in the facility.
F3200 | Clock, Battery, 12" Diameter | 1 | VV | Clock, 12" diameter. Round surface, easy to read numbers with sweep second hand. Wall mounted unit for use when impractical to install a fully synchronized clock system. Battery operated, (batteries not included).
K1552 | Brewer, Coffee, Auto, Elect, 3 Burner, Front/Back | 1 | VV | Space saving front to back automatic coffee maker. This unit includes a heating tank, connection for a cold water supply, decanter service with three burners, funnel and a water flow controller. The unit is used for semi-automatic coffee brewing in cafeterias and commercial institutions. The unit automatically shuts off the water flow when enough has passed through to fill the pot. The unit is normally provided plumbed with a hot water faucet to the side for making other hot drinks (tea, cider, cocoa, etc.). The database height dimension does not include the clearance for coffee decanters warming on the upper burners.
K4665 | Oven, Microwave, Consumer | 1 | VV | Counter mounted microwave oven for average duty use. The exterior cabinet can be metal or heavy duty impact resistant plastic. The oven delivers instant energy for rapid heating, defrosting or prime cooking. The oven has touch pad controls, digital timer, power level selector and preprogrammed selectors for commonly cooked items. This oven is commonly found in staff lounges.
M0515 | Television, HD, 40" Class | 1 | VV | High definition (HDTV) multimedia flat panel LED 40" class display television. The TV will have a 16:9 wide screen aspect ratio, minimum of 1920 x 1080 display resolution, digital tuner, minimum refresh rate of 60Hz, minimum of two HDMI ports and 1 USB port ENERGY STAR certified.
R7250 | Refrigerator/Freezer, 20 Cubic Feet | 1 | VV | Refrigerator/freezer unit. This type unit includes a food saver system that helps keep food fresher. It also includes roll out wheels and is equipped for an optional automatic icemaker. This unit is of commercial or residential design and use.
13 - SS282 - Pulm Svc Staff Locker Room, Stff Sprt | 13 - SS282 - Pulm Svc Staff Locker Room, Stff Sprt | 13 - SS282 - Pulm Svc Staff Locker Room, Stff Sprt | 13 - SS282 - Pulm Svc Staff Locker Room, Stff Sprt | 13 - SS282 - Pulm Svc Staff Locker Room, Stff Sprt
JSN | NAME | QTY | ACQ/INS | DESCRIPTION
A1010 | Telecommunication Outlet | 1 | VV | Telecommunication outlet location.
A1012 | Telephone, Wall Mounted, 1 Line | 1 | VV | Telephone, wall mounted, 1 line.
A1030 | Locker, 2 Person, Over/Under | 8 | VV | Two person locker, double tier, 72Hx12Wx18D. This unit includes hooks for coats and hats. Door equipped with safety guard handles. Designed for storage of coats, hats, and other personal belongings. Other width and depths are available.
A1080 | Mirror, Posture, Wall Mounted | 1 | CC | Wall mounted posture mirror. Consists of a 1/4" plate glass in a sturdy corrosion resistant frame with water proof back. For educational and therapy programs.
A5020 | Bench, Locker Room, Floor Mounted | 1 | CC | Locker room bench. Floor mounting -1-1/4" thick. Benches are sanded smooth with two coats of moisture-resistant sealer to ensure a protective, satin gloss surface, and mounted on strong steel pedestal anchored to the floor. Over all height of 18" includes pedestal. Size as required.
F2000 | Basket, Wastepaper, Fire Resistant | 1 | VV | Wastepaper basket, fire resistant, approximately 40 quart capacity. This unit is used to collect and temporarily store small quantities of paper refuse in patient rooms, administrative areas and nursing stations. Size and shape varies depending on the application and manufacturer selected.
F3200 | Clock, Battery, 12" Diameter | 1 | VV | Clock, 12" diameter. Round surface, easy to read numbers with sweep second hand. Wall mounted unit for use when impractical to install a fully synchronized clock system. Battery operated, (batteries not included).
14 - SB191 - Pulm Svc Staff Toilet, Bldg Sprt | 14 - SB191 - Pulm Svc Staff Toilet, Bldg Sprt | 14 - SB191 - Pulm Svc Staff Toilet, Bldg Sprt | 14 - SB191 - Pulm Svc Staff Toilet, Bldg Sprt | 14 - SB191 - Pulm Svc Staff Toilet, Bldg Sprt
JSN | NAME | QTY | ACQ/INS | DESCRIPTION
A1067 | Mirror, Float Glass, ADA Accessible | 1 | CC | A high quality 1/4" polished float glass mirror with a stainless steel frame. Frame holds mirror in a tilted position for accessibility and compliance with ADA requirements. Mirror has a galvanized steel back secured to frame with concealed screws with integral horizontal hanging brackets. Mirror shall be approximately 18" wide and 36" high. Other sizes are available.
A4995 | Table, Diaper Changing, Wall Mounted | 1 | CC | Wall mounted diaper changing table for use in public restrooms. Unit is a fold down system that folds upward when not in use for minimal intrusion into the room. Changing surface is contoured and has safety belt to insure that an infant will not fall from the table. Table is designed to hold no less than 250 pounds static weight. Closed dimensions are approximately 21" H x 36" W x 5" D. Open dimensions vary according to style. One system's open dimensions are 15 " high, 32" wide and 19" deep.
A5075 | Dispenser, Soap, Disposable | 1 | VV | Disposable soap dispenser. One-handed dispensing operation. Designed to accommodate disposable soap cartridge and valve.
A5082 | Dispenser, Paper Towel, Sensor, Hands Free | 1 | CC | A surface mounted, sensor activated, automatic, roll paper towel dispenser. The unit dispenses a paper towel automatically only when hands are place in position below the dispenser for maximum sanitation and hygiene. May include adjustable settings for sheet length, time delay, and sensor range. Unit is battery operated or with optional AC power adapter.
A5090 | Disposal, Sanitary Napkin, SS, Surface Mounted | 1 | CC | A surface mounted, satin finish stainless steel, sanitary napkin disposal. Disposal features a flip-up cover, secured to the container by a heavy duty stainless steel piano-hinge. Disposal may be secured to wall or toilet partition. For general purpose use in female toilet stalls or rooms and uni-sex toilet rooms.
A5109 | Grab Bar, 1-1/4" Dia., SS, 2 Wall, W/C Accessible | 1 | CC | A 1-1/4" diameter, satin finish stainless steel, peened gripping surface, 2 wall toilet stall/ room, grab bar with concealed mounting flanges. Snap over flanges are provided to conceal mounting screws. A selection of mounting kits and concealed anchor devices are available from the manufacturers for different types of installations. Grab bar shall comply with barrier-free accessibility guidelines for structural strength. For typical water closet applications in toilet stalls and rooms where ADA (American's With Disabilities Act) requirements must be met.
A5145 | Hook, Garment, Double, SS, Surface Mounted | 1 | CC | A surface mounted, satin finish stainless steel, double garment hook. Equipped with a concealed mounting bracket that is secured to a concealed wall plate. For general purpose use throughout the facility to hang various items of apparel.
A5200 | Dispenser, Toilet Tissue, SS, 2-Roll, Surface Mntd | 1 | CC | A concealed surface mounted, double roll, satin finish stainless steel, toilet tissue dispenser. Unit accommodates two standard-core toilet tissue rolls through 5" in diameter. Spindles are chrome plated plastic with a heavy-duty internal spring and turn freely for non-controlled delivery. For general purpose use in restrooms.
F2010 | Basket, Wastepaper, Step-On | 1 | VV | "Step-on" wastepaper basket with inner liner and foot petal activated flip top.
P3200 | Lavatory, Vitreous China, Slab Type w/Sens Op Fauc | 1 | CC | Wall mounted, slab type, vitreous china, lavatory (approximately 7 x 15 x 10 inches) with faucet holes on 4 inch centers; electronic sensor operated, goose neck spout and grid strainer. It shall be suitable for use in clinics, offices and patient care areas.
P9050 | Toilet, Wall Hung, Siphon Jet | 1 | CC | Siphon jet water closet/ toilet. This unit is wall hung with an elongated bowl, top spud flushometer, seat with open front and check hinge, and carrier. Used in restrooms throughout the health care facility.
8 - EDUCATION AREA | 8 - EDUCATION AREA | 8 - EDUCATION AREA | 8 - EDUCATION AREA | 8 - EDUCATION AREA
1 - SS204 - Pulm Svc Residency Program Director Office, Stff Sprt | 1 - SS204 - Pulm Svc Residency Program Director Office, Stff Sprt | 1 - SS204 - Pulm Svc Residency Program Director Office, Stff Sprt | 1 - SS204 - Pulm Svc Residency Program Director Office, Stff Sprt | 1 - SS204 - Pulm Svc Residency Program Director Office, Stff Sprt
JSN | NAME | QTY | ACQ/INS | DESCRIPTION
A1010 | Telecommunication Outlet | 2 | VV | Telecommunication outlet location.
A1015 | Telephone, Desk, Multiple Line | 1 | VV | Telephone, desk, multiple line.
A5145 | Hook, Garment, Double, SS, Surface Mounted | 1 | CC | A surface mounted, satin finish stainless steel, double garment hook. Equipped with a concealed mounting bracket that is secured to a concealed wall plate. For general purpose use throughout the facility to hang various items of apparel.
E0078 | Workstation, L-Shaped w/Peninsula, Free Std, 78x72 | 1 | VV | This section will provide a whole work station typical to quickly plan work areas in clinical or administrative spaces. There will be a price decrease if typical work stations are used with vertical hanging strips instead of panels. THIS TYPICAL INCLUDES: 4 standard solid panels; 2 panel connectors, 2-way corner; 1 panel-to-panel connector; 2 finished end hardware; 1 cantilevered work surface; 1 peninsula work surface; 2 lockable flipper units; 2 shelf, storage/display; 2 lights; 1 tack board, 48"W; 1 tool rail, 30"W; 1 paper tray; 1 diagonal tray; 1 adjustable keyboard tray; 1 mobile pedestal, box/file.
F0110 | Bookcase, 3 Shelf | 1 | VV | Freestanding open metal shelf book case, approximately 60" high X 36" wide X 18" deep with three (3) adjustable shelves and four (4) non-marking floor glides.
F0205 | Chair, Side With Arms | 2 | VV | Upholstered side chair, 32" high X 21" wide X 23" deep with arms, padded seats and padded backs. Seat height is a minimum of 17". Available with or without sled base.
F0275 | Chair, Swivel, High Back | 1 | VV | Highback contemporary swivel chair, 41" high X 23" wide X 23" deep with five (5) caster swivel base and arms. Chair may be used at desks or in conference rooms. Back and seat are foam padded and upholstered with either woven textile fabric or vinyl.
F0420 | Cabinet, Filing, Lateral, Half Height | 1 | VV | Half height two (2) or three (3) drawer lateral filing cabinet, 28" high X 42" wide X 18" deep with recessed handles, locking device and drawer label holders. Drawers are adaptable to either letter or legal size materials.
F2000 | Basket, Wastepaper, Fire Resistant | 1 | VV | Wastepaper basket, fire resistant, approximately 40 quart capacity. This unit is used to collect and temporarily store small quantities of paper refuse in patient rooms, administrative areas and nursing stations. Size and shape varies depending on the application and manufacturer selected.
F3200 | Clock, Battery, 12" Diameter | 1 | VV | Clock, 12" diameter. Round surface, easy to read numbers with sweep second hand. Wall mounted unit for use when impractical to install a fully synchronized clock system. Battery operated, (batteries not included).
M1801 | Computer, Microprocessing, w/Flat Panel Monitor | 1 | VV | Desk top microprocessing computer. The unit shall consist of a central processing mini tower, flat panel monitor, keyboard, mouse and speakers. The system shall have the following minimum characteristics: a 2.8 GHz Pentium processor; 512 MB memory; 80GB hard drive; 32/48x CD-ROMDVD combo; 1.44MB network interface card; video 32 MB NVIDIA; a 18 inch flat panel monitor. The computer is used throughout the facility to input, manipulate and retrieve information.
2 - SS217 - Pulm Svc Intern / Fellow Workstation, Stff Sprt | 2 - SS217 - Pulm Svc Intern / Fellow Workstation, Stff Sprt | 2 - SS217 - Pulm Svc Intern / Fellow Workstation, Stff Sprt | 2 - SS217 - Pulm Svc Intern / Fellow Workstation, Stff Sprt | 2 - SS217 - Pulm Svc Intern / Fellow Workstation, Stff Sprt
JSN | NAME | QTY | ACQ/INS | DESCRIPTION
A1010 | Telecommunication Outlet | 1 | VV | Telecommunication outlet location.
A1015 | Telephone, Desk, Multiple Line | 1 | VV | Telephone, desk, multiple line.
E0123 | Workstation, Straight, Free Standing, 72" W | 1 | VV | This JSN will provide a whole work station typical to quickly plan work in areas in clinical or administrative spaces. There will be a price decrease if typical work stations are used with vertical hanging strips instead of panels. THIS TYPICAL INCLUDES: 4 Standard Solid Panels 2 Panel Connectors, 2-Way Corner 1 Panel-to-Panel Connector 2 Finished End Hardware 1 Cantilevered, Work Surface 2 Lockable Flipper Units 2 Shelf, Storage/Displays 2 Lights 1 Tack board 1 Tool Rail 1 Paper Tray 1 Diagonal Tray 1 Adjustable Keyboard Tray 1 Mobile Pedestal, Box/File
F0275 | Chair, Swivel, High Back | 1 | VV | Highback contemporary swivel chair, 41" high X 23" wide X 23" deep with five (5) caster swivel base and arms. Chair may be used at desks or in conference rooms. Back and seat are foam padded and upholstered with either woven textile fabric or vinyl.
F0420 | Cabinet, Filing, Lateral, Half Height | 1 | VV | Half height two (2) or three (3) drawer lateral filing cabinet, 28" high X 42" wide X 18" deep with recessed handles, locking device and drawer label holders. Drawers are adaptable to either letter or legal size materials.
F2000 | Basket, Wastepaper, Fire Resistant | 1 | VV | Wastepaper basket, fire resistant, approximately 40 quart capacity. This unit is used to collect and temporarily store small quantities of paper refuse in patient rooms, administrative areas and nursing stations. Size and shape varies depending on the application and manufacturer selected.
M1801 | Computer, Microprocessing, w/Flat Panel Monitor | 1 | VV | Desk top microprocessing computer. The unit shall consist of a central processing mini tower, flat panel monitor, keyboard, mouse and speakers. The system shall have the following minimum characteristics: a 2.8 GHz Pentium processor; 512 MB memory; 80GB hard drive; 32/48x CD-ROMDVD combo; 1.44MB network interface card; video 32 MB NVIDIA; a 18 inch flat panel monitor. The computer is used throughout the facility to input, manipulate and retrieve information.
3 - SS101 - Pulm Svc Resident Conference Room, Educ Svc | 3 - SS101 - Pulm Svc Resident Conference Room, Educ Svc | 3 - SS101 - Pulm Svc Resident Conference Room, Educ Svc | 3 - SS101 - Pulm Svc Resident Conference Room, Educ Svc | 3 - SS101 - Pulm Svc Resident Conference Room, Educ Svc
JSN | NAME | QTY | ACQ/INS | DESCRIPTION
A1010 | Telecommunication Outlet | 1 | VV | Telecommunication outlet location.
A5212 | Bracket, Television, Wall-Mounted, Tilt/Angle | 1 | VV | A wall mounted, tilt/angled TV bracket for 37" to 80" TVs. Mount will be a universal and VESA compliant unit with a load capacity of up to 130 lbs.
A5220 | Bracket, Television, Wall Backing | 1 | CC | Wall mounted television bracket backing which provides additional support and strength for the installation of the television bracket. Option available for interior or exterior plate and sized for 12” 16” or 24” stud spacing.
A6046 | Artwork, Decorative, With Frame | 1 | VV | This JSN is to be used for determining and defining location of decorative artwork.
F0220 | Chair, Conference | 10 | VV | Conference chair designed to complement the executive furniture package selected. Foam rubber cushioned seats and backs covered with either woven fabric or vinyl. Base with 5 (five) swivel casters.
F0765 | Table, Folding / Nesting | 2 | VV | Folding table intended for a variety of uses. Designed with a flip top that allows tables to store nested to minimize needed storage space. Available in multiple laminate finish colors/patterns, bases, surface shapes (description and pricing based on a rectangle shape) and edge finish, . Available with leveling glides or casters (2 locking, 2 non-locking).
F2000 | Basket, Wastepaper, Fire Resistant | 1 | VV | Wastepaper basket, fire resistant, approximately 40 quart capacity. This unit is used to collect and temporarily store small quantities of paper refuse in patient rooms, administrative areas and nursing stations. Size and shape varies depending on the application and manufacturer selected.
F3200 | Clock, Battery, 12" Diameter | 1 | VV | Clock, 12" diameter. Round surface, easy to read numbers with sweep second hand. Wall mounted unit for use when impractical to install a fully synchronized clock system. Battery operated, (batteries not included).
M0512 | Television, HDTV, Large Screen, 60" | 1 | VV | A high definition (HDTV) multimedia, slim design, 60"W to 65"W color television. The TV will have a 16.9 wide screen aspect ratio with full HD 1080p resolution and HDMI connections. TV may be LED, Plasma or LCD. TV will include a stand.