## Report Info
Contents - VA PG-18-5 Department of Veterans Affairs EYE CLINIC: OPHTHALMOLOGY AND OPTOMETRY SERVICES (233) Master Report Generated: 15 Mar 2022 10:08AM ET

## EYE CLINIC OPHTHALMOLOGY AND O
EYE CLINIC: OPHTHALMOLOGY AND OPTOMETRY SERVICES (233) | EYE CLINIC: OPHTHALMOLOGY AND OPTOMETRY SERVICES (233) | EYE CLINIC: OPHTHALMOLOGY AND OPTOMETRY SERVICES (233) | EYE CLINIC: OPHTHALMOLOGY AND OPTOMETRY SERVICES (233) | EYE CLINIC: OPHTHALMOLOGY AND OPTOMETRY SERVICES (233)
1 - OPHTHALMOLOGY SERVICE RECEPTION AREA | 1 - OPHTHALMOLOGY SERVICE RECEPTION AREA | 1 - OPHTHALMOLOGY SERVICE RECEPTION AREA | 1 - OPHTHALMOLOGY SERVICE RECEPTION AREA | 1 - OPHTHALMOLOGY SERVICE RECEPTION AREA
1 - SB003 - OPH Waiting, Bldg Sprt | 1 - SB003 - OPH Waiting, Bldg Sprt | 1 - SB003 - OPH Waiting, Bldg Sprt | 1 - SB003 - OPH Waiting, Bldg Sprt | 1 - SB003 - OPH Waiting, Bldg Sprt
JSN | NAME | QTY | ACQ/INS | DESCRIPTION
A5077 | Dispenser, Hand Sanitizer, Hands-Free | 1 | VV | A touch free wall-mounted hand sanitizer dispenser. For use throughout a healthcare facility. Unit does not include the sanitizing liquid. Units are battery operated.
A6046 | Artwork, Decorative, With Frame | 1 | VV | This JSN is to be used for determining and defining location of decorative artwork.
F0206 | Chair, Side, Bariatric, With Arms | 1 | VV | A bariatric side chair with arms for use in a waiting room, lobby or other patient area. Chair will have a padded seat and back and have a capacity of 800 pounds.
F0305 | Chair, Waiting Room, Single | 1 | VV | Single seat waiting room chair with foam padded seat and back. Upholstered with either woven fabric textile or vinyl. Arms and floor glides included.
F2000 | Basket, Wastepaper, Fire Resistant | 1 | VV | Wastepaper basket, fire resistant, approximately 40 quart capacity. This unit is used to collect and temporarily store small quantities of paper refuse in patient rooms, administrative areas and nursing stations. Size and shape varies depending on the application and manufacturer selected.
F2300 | Rack, Magazine, Wall Mounted | 1 | VV | Wall mounted magazine rack with nine (9) magazine holding compartments.
F3200 | Clock, Battery, 12" Diameter | 1 | VV | Clock, 12" diameter. Round surface, easy to read numbers with sweep second hand. Wall mounted unit for use when impractical to install a fully synchronized clock system. Battery operated, (batteries not included).
2 - SB051 - OPH Family Waiting, Bldg Sprt | 2 - SB051 - OPH Family Waiting, Bldg Sprt | 2 - SB051 - OPH Family Waiting, Bldg Sprt | 2 - SB051 - OPH Family Waiting, Bldg Sprt | 2 - SB051 - OPH Family Waiting, Bldg Sprt
JSN | NAME | QTY | ACQ/INS | DESCRIPTION
A5077 | Dispenser, Hand Sanitizer, Hands-Free | 1 | VV | A touch free wall-mounted hand sanitizer dispenser. For use throughout a healthcare facility. Unit does not include the sanitizing liquid. Units are battery operated.
F0250 | Chair, Arm, Lounge Type | 1 | VV | Lounge chair approximately 33" high X 28" wide X 29" deep, with arms and floor glides. Chair completely padded and upholstered in either woven textile fabric or vinyl.
F0375 | Sofa, Upholstered | 1 | VV | Executive sofa with woven fabric textile or vinyl upholstery, foam padded arms, steel spring and foam rubber backs and seats, and floor glides.
F2000 | Basket, Wastepaper, Fire Resistant | 2 | VV | Wastepaper basket, fire resistant, approximately 40 quart capacity. This unit is used to collect and temporarily store small quantities of paper refuse in patient rooms, administrative areas and nursing stations. Size and shape varies depending on the application and manufacturer selected.
F3200 | Clock, Battery, 12" Diameter | 1 | VV | Clock, 12" diameter. Round surface, easy to read numbers with sweep second hand. Wall mounted unit for use when impractical to install a fully synchronized clock system. Battery operated, (batteries not included).
3 - SC183 - OPH Reception, Clncl Sprt | 3 - SC183 - OPH Reception, Clncl Sprt | 3 - SC183 - OPH Reception, Clncl Sprt | 3 - SC183 - OPH Reception, Clncl Sprt | 3 - SC183 - OPH Reception, Clncl Sprt
JSN | NAME | QTY | ACQ/INS | DESCRIPTION
A1015 | Telephone, Desk, Multiple Line | 1 | VV | Telephone, desk, multiple line.
A6105 | Counter, Reception Control, Built-In | 1 | CC | Counter, control, inpatient, built-in. Consists of two 18” wide base cabinets with two drawers and file drawer, two 30” wide pencil drawers and two 18” wide base cabinet with four drawers. The countertop shall be a composition of wood particle core with plastic laminate surface having a hard smooth surface finish, standard thickness of 1” and a 4” butt backsplash/curb. Pricing based on a 30" depth.
F0275 | Chair, Swivel, High Back | 1 | VV | Highback contemporary swivel chair, 41" high X 23" wide X 23" deep with five (5) caster swivel base and arms. Chair may be used at desks or in conference rooms. Back and seat are foam padded and upholstered with either woven textile fabric or vinyl.
F2000 | Basket, Wastepaper, Fire Resistant | 1 | VV | Wastepaper basket, fire resistant, approximately 40 quart capacity. This unit is used to collect and temporarily store small quantities of paper refuse in patient rooms, administrative areas and nursing stations. Size and shape varies depending on the application and manufacturer selected.
M1801 | Computer, Microprocessing, w/Flat Panel Monitor | 1 | VV | Desk top microprocessing computer. The unit shall consist of a central processing mini tower, flat panel monitor, keyboard, mouse and speakers. The system shall have the following minimum characteristics: a 2.8 GHz Pentium processor; 512 MB memory; 80GB hard drive; 32/48x CD-ROMDVD combo; 1.44MB network interface card; video 32 MB NVIDIA; a 18 inch flat panel monitor. The computer is used throughout the facility to input, manipulate and retrieve information.
4 - SC165 - OPH Patient Check-in Kiosk, Clncl Sprt | 4 - SC165 - OPH Patient Check-in Kiosk, Clncl Sprt | 4 - SC165 - OPH Patient Check-in Kiosk, Clncl Sprt | 4 - SC165 - OPH Patient Check-in Kiosk, Clncl Sprt | 4 - SC165 - OPH Patient Check-in Kiosk, Clncl Sprt
JSN | NAME | QTY | ACQ/INS | DESCRIPTION
M1890 | Kiosk, Educational, Stand-Up | 1 | VV | A free standing Kiosk providing educational information for patients. The kiosk will, as a minimum, include a computer, an LCD display of approximately 19" with a touch screen, keyboard with track ball, speakers, printer, card reader, bar code scanner and housed in a durable steel enclosure. The unit will contain all necessary software packages to satisfy a wide spectrum of information distribution. Final configuration of kiosk will be determined at time of purchase.
5 - SC171 - OPH Patient Education / Resource Room, Clncl Sprt | 5 - SC171 - OPH Patient Education / Resource Room, Clncl Sprt | 5 - SC171 - OPH Patient Education / Resource Room, Clncl Sprt | 5 - SC171 - OPH Patient Education / Resource Room, Clncl Sprt | 5 - SC171 - OPH Patient Education / Resource Room, Clncl Sprt
JSN | NAME | QTY | ACQ/INS | DESCRIPTION
A1010 | Telecommunication Outlet | 2 | VV | Telecommunication outlet location.
A6046 | Artwork, Decorative, With Frame | 2 | VV | This JSN is to be used for determining and defining location of decorative artwork.
E0042 | Workcenter, Computer, Free Standing, 48" W | 2 | VV | THIS TYPICAL INCLUDES: 1 Tool Rail 2 Paper Tray 1 Diagonal Tray 1 Freestanding Work Surface 1 Mobile Pedestal, Box/File 1 Adjustable Keyboard Tray
F0280 | Chair, Swivel, Low Back | 4 | VV | Low back contemporary swivel chair, 37" high X 25" wide X 31" deep with a five (5) caster swivel base, arms and foam padded seat and back upholstered with either woven textile fabric or vinyl.
F2000 | Basket, Wastepaper, Fire Resistant | 2 | VV | Wastepaper basket, fire resistant, approximately 40 quart capacity. This unit is used to collect and temporarily store small quantities of paper refuse in patient rooms, administrative areas and nursing stations. Size and shape varies depending on the application and manufacturer selected.
F2300 | Rack, Magazine, Wall Mounted | 1 | VV | Wall mounted magazine rack with nine (9) magazine holding compartments.
F2310 | Rack, Pamphlet, Wall Mounted | 1 | VV | Wall mounted pamphlet rack up to 12 (twelve) pamphlet holding pockets. Unit is used to store and display educational pamphlets.
F3200 | Clock, Battery, 12" Diameter | 1 | VV | Clock, 12" diameter. Round surface, easy to read numbers with sweep second hand. Wall mounted unit for use when impractical to install a fully synchronized clock system. Battery operated, (batteries not included).
M1801 | Computer, Microprocessing, w/Flat Panel Monitor | 2 | VV | Desk top microprocessing computer. The unit shall consist of a central processing mini tower, flat panel monitor, keyboard, mouse and speakers. The system shall have the following minimum characteristics: a 2.8 GHz Pentium processor; 512 MB memory; 80GB hard drive; 32/48x CD-ROMDVD combo; 1.44MB network interface card; video 32 MB NVIDIA; a 18 inch flat panel monitor. The computer is used throughout the facility to input, manipulate and retrieve information.
M1825 | Printer, Computer | 2 | VV | High resolution computer printer with a variety of type styles and sheet/envelope feeder trays. Database information reflects network ready, medium duty office style laser printers. Other types of printers (bubble jet, dot matrix, line or plotter) as well as light or heavy use capabilities are available.
6 - SB191 - OPH Public Toilet, Bldg Sprt | 6 - SB191 - OPH Public Toilet, Bldg Sprt | 6 - SB191 - OPH Public Toilet, Bldg Sprt | 6 - SB191 - OPH Public Toilet, Bldg Sprt | 6 - SB191 - OPH Public Toilet, Bldg Sprt
JSN | NAME | QTY | ACQ/INS | DESCRIPTION
A1067 | Mirror, Float Glass, ADA Accessible | 1 | CC | A high quality 1/4" polished float glass mirror with a stainless steel frame. Frame holds mirror in a tilted position for accessibility and compliance with ADA requirements. Mirror has a galvanized steel back secured to frame with concealed screws with integral horizontal hanging brackets. Mirror shall be approximately 18" wide and 36" high. Other sizes are available.
A4995 | Table, Diaper Changing, Wall Mounted | 1 | CC | Wall mounted diaper changing table for use in public restrooms. Unit is a fold down system that folds upward when not in use for minimal intrusion into the room. Changing surface is contoured and has safety belt to insure that an infant will not fall from the table. Table is designed to hold no less than 250 pounds static weight. Closed dimensions are approximately 21" H x 36" W x 5" D. Open dimensions vary according to style. One system's open dimensions are 15 " high, 32" wide and 19" deep.
A5075 | Dispenser, Soap, Disposable | 1 | VV | Disposable soap dispenser. One-handed dispensing operation. Designed to accommodate disposable soap cartridge and valve.
A5082 | Dispenser, Paper Towel, Sensor, Hands Free | 1 | CC | A surface mounted, sensor activated, automatic, roll paper towel dispenser. The unit dispenses a paper towel automatically only when hands are place in position below the dispenser for maximum sanitation and hygiene. May include adjustable settings for sheet length, time delay, and sensor range. Unit is battery operated or with optional AC power adapter.
A5090 | Disposal, Sanitary Napkin, SS, Surface Mounted | 1 | CC | A surface mounted, satin finish stainless steel, sanitary napkin disposal. Disposal features a flip-up cover, secured to the container by a heavy duty stainless steel piano-hinge. Disposal may be secured to wall or toilet partition. For general purpose use in female toilet stalls or rooms and uni-sex toilet rooms.
A5109 | Grab Bar, 1-1/4" Dia., SS, 2 Wall, W/C Accessible | 1 | CC | A 1-1/4" diameter, satin finish stainless steel, peened gripping surface, 2 wall toilet stall/ room, grab bar with concealed mounting flanges. Snap over flanges are provided to conceal mounting screws. A selection of mounting kits and concealed anchor devices are available from the manufacturers for different types of installations. Grab bar shall comply with barrier-free accessibility guidelines for structural strength. For typical water closet applications in toilet stalls and rooms where ADA (American's With Disabilities Act) requirements must be met.
A5145 | Hook, Garment, Double, SS, Surface Mounted | 1 | CC | A surface mounted, satin finish stainless steel, double garment hook. Equipped with a concealed mounting bracket that is secured to a concealed wall plate. For general purpose use throughout the facility to hang various items of apparel.
A5200 | Dispenser, Toilet Tissue, SS, 2-Roll, Surface Mntd | 1 | CC | A concealed surface mounted, double roll, satin finish stainless steel, toilet tissue dispenser. Unit accommodates two standard-core toilet tissue rolls through 5" in diameter. Spindles are chrome plated plastic with a heavy-duty internal spring and turn freely for non-controlled delivery. For general purpose use in restrooms.
F2010 | Basket, Wastepaper, Step-On | 1 | VV | "Step-on" wastepaper basket with inner liner and foot petal activated flip top.
P3200 | Lavatory, Vitreous China, Slab Type w/Sens Op Fauc | 1 | CC | Wall mounted, slab type, vitreous china, lavatory (approximately 7 x 15 x 10 inches) with faucet holes on 4 inch centers; electronic sensor operated, goose neck spout and grid strainer. It shall be suitable for use in clinics, offices and patient care areas.
P9050 | Toilet, Wall Hung, Siphon Jet | 1 | CC | Siphon jet water closet/ toilet. This unit is wall hung with an elongated bowl, top spud flushometer, seat with open front and check hinge, and carrier. Used in restrooms throughout the health care facility.
7 - SB262 - OPH Wheelchair Alcove, Bldg Sprt | 7 - SB262 - OPH Wheelchair Alcove, Bldg Sprt | 7 - SB262 - OPH Wheelchair Alcove, Bldg Sprt | 7 - SB262 - OPH Wheelchair Alcove, Bldg Sprt | 7 - SB262 - OPH Wheelchair Alcove, Bldg Sprt
JSN | NAME | QTY | ACQ/INS | DESCRIPTION
M4705 | Wheelchair, Patient Transport, Folding | 1 | VV | Folding patient transport wheelchair. Constructed of chrome plated steel with detachable armrest and footrests. Unit has heavy duty front casters with sealed radial high-precision ball bearing assembly. Unit is used for patient transport.
M4710 | Wheelchair, Patient, Bariatric, Transport, Folding | 1 | VV | Folding bariatric patient transport wheelchair with a capacity of at least 500 lbs. Constructed with a heavy duty steel frame and double cross brace, with detachable armrest and swing away footrests. Unit has heavy duty front casters and rear wheels with precision wheel bearings in front and rear assembly. Unit is used for patient movement.
2 - OPHTHALMOLOGY SERVICE PATIENT AREA | 2 - OPHTHALMOLOGY SERVICE PATIENT AREA | 2 - OPHTHALMOLOGY SERVICE PATIENT AREA | 2 - OPHTHALMOLOGY SERVICE PATIENT AREA | 2 - OPHTHALMOLOGY SERVICE PATIENT AREA
1 - SB002 - OPH Dilation Waiting, Bldg Sprt | 1 - SB002 - OPH Dilation Waiting, Bldg Sprt | 1 - SB002 - OPH Dilation Waiting, Bldg Sprt | 1 - SB002 - OPH Dilation Waiting, Bldg Sprt | 1 - SB002 - OPH Dilation Waiting, Bldg Sprt
JSN | NAME | QTY | ACQ/INS | DESCRIPTION
A5210 | Bracket, Television, Wall Mounted, w/Adjust Arm | 1 | VV | Wall mounted television bracket with adjustable arm. Consists of movable arm with minimum 120 degree swivel. Designed for holding wall mounted, flat panel television units in patient rooms.
A6046 | Artwork, Decorative, With Frame | 1 | VV | This JSN is to be used for determining and defining location of decorative artwork.
F0206 | Chair, Side, Bariatric, With Arms | 1 | VV | A bariatric side chair with arms for use in a waiting room, lobby or other patient area. Chair will have a padded seat and back and have a capacity of 800 pounds.
F0305 | Chair, Waiting Room, Single | 1 | VV | Single seat waiting room chair with foam padded seat and back. Upholstered with either woven fabric textile or vinyl. Arms and floor glides included.
F2300 | Rack, Magazine, Wall Mounted | 1 | VV | Wall mounted magazine rack with nine (9) magazine holding compartments.
F3200 | Clock, Battery, 12" Diameter | 1 | VV | Clock, 12" diameter. Round surface, easy to read numbers with sweep second hand. Wall mounted unit for use when impractical to install a fully synchronized clock system. Battery operated, (batteries not included).
M0506 | Television, Flat Screen | 1 | VV | Flat screen television with approximately 32'" to 40' diagonal screen size. The TV will have built-in speakers, NTSC tuner, a 16:9 wide screen aspect ratio, a minimum of 1280 x 768 resolution and a remote control.
2 - CEY01 - OPH Consult Room / Viewing Room, Eye Clnc | 2 - CEY01 - OPH Consult Room / Viewing Room, Eye Clnc | 2 - CEY01 - OPH Consult Room / Viewing Room, Eye Clnc | 2 - CEY01 - OPH Consult Room / Viewing Room, Eye Clnc | 2 - CEY01 - OPH Consult Room / Viewing Room, Eye Clnc
JSN | NAME | QTY | ACQ/INS | DESCRIPTION
A1010 | Telecommunication Outlet | 1 | VV | Telecommunication outlet location.
A1017 | Telephone, Wall Mounted, Multi-Line, With Speaker | 1 | VV | Telephone, wall mounted, multi-line with speaker.
A1066 | Mirror, Float Glass, With SS Frame | 1 | CC | A high quality 1/4" polished float glass mirror 36X18, framed in a one-piece, bright polished, stainless steel channel frame with 90° mitered corners. All edges of the mirror are protected by absorbing filler strips. Mirror has a galvanized steel back with integral horizontal hanging brackets and wall hanger for concealed mounting. For mounting above single wall mounted lavatories located in toilet areas, Doctors examination offices, etc. May also be used above double lavatories, either wall or countertop mounted, found in restroom areas.
A5048 | Cabinet, Medication, Security, Wall Mounted | 1 | VV | Wall-mounted cabinet for secure storage of medications. Unit has adjustable shelves, may be keyed or electronic combination lock. Cabinet is made of metal and exterior finish may be powder coat paint or wood laminate. Size is approximately 25" H x 20" W x 7" D.
A5075 | Dispenser, Soap, Disposable | 1 | VV | Disposable soap dispenser. One-handed dispensing operation. Designed to accommodate disposable soap cartridge and valve.
A5077 | Dispenser, Hand Sanitizer, Hands-Free | 1 | VV | A touch free wall-mounted hand sanitizer dispenser. For use throughout a healthcare facility. Unit does not include the sanitizing liquid. Units are battery operated.
A5082 | Dispenser, Paper Towel, Sensor, Hands Free | 1 | CC | A surface mounted, sensor activated, automatic, roll paper towel dispenser. The unit dispenses a paper towel automatically only when hands are place in position below the dispenser for maximum sanitation and hygiene. May include adjustable settings for sheet length, time delay, and sensor range. Unit is battery operated or with optional AC power adapter.
A5106 | Waste Disposal Unit, Sharps w/Glove Dispenser | 1 | VV | The unit is designed for the disposal of sharps and complies with OSHA guidelines for the handling of sharps. It shall house a 5 quart container and be capable of being mounted on a wall. It shall have a glove dispenser attached. The unit shall be secured by a locked enclosure.
A5145 | Hook, Garment, Double, SS, Surface Mounted | 1 | CC | A surface mounted, satin finish stainless steel, double garment hook. Equipped with a concealed mounting bracket that is secured to a concealed wall plate. For general purpose use throughout the facility to hang various items of apparel.
A5225 | Bracket, Dual Computer Monitor, Desk-Mounted | 1 | VV | Desk-mounted bracket that supports two LCD computer monitors, or laptop and monitor configuration. Extends LCD's or labtop up to 25" with an adjustment range of 18". Desk clamp attaches to edge up to 2.6" thick. Maximum combined weight supported not to exceed 50 lbs.
A6046 | Artwork, Decorative, With Frame | 1 | VV | This JSN is to be used for determining and defining location of decorative artwork.
D3380 | Stool, Operating, Dental, Doctor | 1 | VV | Dental operating stool. Used by the dentist in the care and treatment of patients. This chair has a gas cylinder to adjust the height of the chair. It also has backrest as an integral part of the unit. The unit is to be equipped with casters. Various color combinations of vinyl or fabric are available.
F0205 | Chair, Side With Arms | 1 | VV | Upholstered side chair, 32" high X 21" wide X 23" deep with arms, padded seats and padded backs. Seat height is a minimum of 17". Available with or without sled base.
F0836 | Stand, Printer, Mobile | 1 | VV | Mobile stand with laminate top and adjustable shelf or shelves, holds up to 200 lbs. 26"H, 26"W, 20"D.
F2010 | Basket, Wastepaper, Step-On | 1 | VV | "Step-on" wastepaper basket with inner liner and foot petal activated flip top.
F3200 | Clock, Battery, 12" Diameter | 1 | VV | Clock, 12" diameter. Round surface, easy to read numbers with sweep second hand. Wall mounted unit for use when impractical to install a fully synchronized clock system. Battery operated, (batteries not included).
M1800 | Monitor, Computer | 1 | VV | A high definition LED computer monitor with minimum 1920 x 1080 resolution, 4ms response time, 25 inch class display size, compatible with desk or arm mounted. Monitor is VESA compatible and Energy Star compliant.
M1801 | Computer, Microprocessing, w/Flat Panel Monitor | 1 | VV | Desk top microprocessing computer. The unit shall consist of a central processing mini tower, flat panel monitor, keyboard, mouse and speakers. The system shall have the following minimum characteristics: a 2.8 GHz Pentium processor; 512 MB memory; 80GB hard drive; 32/48x CD-ROMDVD combo; 1.44MB network interface card; video 32 MB NVIDIA; a 18 inch flat panel monitor. The computer is used throughout the facility to input, manipulate and retrieve information.
M1825 | Printer, Computer | 1 | VV | High resolution computer printer with a variety of type styles and sheet/envelope feeder trays. Database information reflects network ready, medium duty office style laser printers. Other types of printers (bubble jet, dot matrix, line or plotter) as well as light or heavy use capabilities are available.
M4116 | Monitor, Vital Signs | 1 | VV | Electronic sphygmomanometer. LCD displays non-invasive blood pressure, pulse rate and temperature. Used in hospitals and clinics. Includes an optional mobile stand.
M4915 | Chair, Exam/Treatment, ENT, w/Adjustable Light | 1 | VV | ENT exam/treatment chair with adjustable light. Chair can be rotated 330 degrees locking at desired position. Unit is electrically powered for precise positioning and has an adjustable headrest and armrest. It may include an adjustable gooseneck light. Unit is designed for use during examinations, treatments, and minor procedures.
M5015 | Desk, Refraction, w/Sink | 1 | VC | Refraction desk. This unit has a plastic laminated finish, one trail drawer with full suspension, and three storage electrical drawers with single door. It has a five switch control panel for interior room illustration muscle light, OPH project, lens-o-meter, and option for additional accessories, cameo with single bowl sink, and gooseneck faucet with wrist blade controls. This item may include an optional equipment stand/pole with one to three arms and the ability to accept a phoropter arm. The unit is used during eye examinations in ophthalmic clinics and hospitals. This unit requires special electrical hookup.
M5520 | Lensometer | 1 | VV | Lensometer. Unit includes lamps, prism measuring lens marking device, cylinder axis wheel calibrated in two 180 degree segments and a green filter for tinted glass. The instrument may be inclined between 25 to 90 degrees. Used for measuring lens.
M5530 | Lamp, Slit, w/Applanation Tonometer | 1 | VV | Slit lamp with applanation tonometer. Unit consists of a base mounted ophthalmological slit lamp with head and chin rest and manual height and focusing adjustments. The instrument features a microscope head with parallel optics that will accept an applanation tonometer. Designed for use in ophthalmology during diagnostic examinations.
M5535 | Ophthalmoscope, Binocular, Indirect | 1 | VV | Binocular indirect ophthalmoscope. Unit consists of headband and crown, halogen quartz lamp, multi-coated aspherical lenses, scleral depressor and mirror. It also includes a control switch that regulates the illumination from 2 to 6 volts. Used to examine presence of blood vessels in patient's pupils.
M5536 | Ophthalmoscope, Direct | 1 | VV | The Direct Ophthalmoscope shall be an instrument for examining the back portion of the interior of the eyeball and produces an un-reversed image. The unit shall consist of a head, a rechargeable handle, 3.5 v long-life battery and a case.
M5545 | Ophthalmometer/Keratometer | 1 | VV | Keratometer/ophthalmometer. Unit features a focusing system, engraved focusing scale, positive fixation for rapid measurements, center and peripheral corneal measurements scale with a range from 30D to 60D. Unit is used for measuring corneal astigmatism.
M5562 | Tester, Visual Acuity, Video/Microprocessor Based | 1 | VV | Visual acuity tester using video (television monitor) and microprocessor technology. This equipment replaces the projector chart and projector in an eye examination lane. Wall bracing is required for mounting the unit directly to the wall without support from below. An optional floor stand can also be used. The unit requires an electrical outlet on the far end wall of the examination lane. This differs from standard eye examination room configurations which normally do not have electrical outlets in that wall. Other options include binocular vision and contrast sensitivity testing.
M5599 | Phoropter | 1 | VV | This digital instrument is operated via touch screen, both with an optional medical grade panel PC or an iPad. Features include multiple lenses,fully integrated GUI, preconfigured workflows or individually configured. Compatible with EHR. The instrument is typically mounted on an arm extended from an optical instument stand and may be mounted on a power table.
M5601 | Chair, Glide, Exam | 1 | VV | The Chair Glide allows the exam chair to easily slide out of the way to accommodate wheelchair patients. The built in track guides prevents lateral movement when gliding the chair back and forth. The Glide may be made out of stainless steel or heavy duty cast aluminum.
M5605 | Retinoscope, Streak | 1 | VV | Streak retinoscope. Lightweight instrument with interchangeable heads, rechargeable battery handle, mirror, forehead rest and one halogen lamp. Continuous 360-degree streak rotation.
M5700 | Frame Set, Lens, Trial | 1 | VV | Trial lens frame set. Set consists of light weight and color-coded marked lenses, holding tray, and a complete assortment of other accessories. It is used to determine visual acuity. Set features horizontal and vertical bridge adjustments with individual adjustments for temple length and angle.
M5705 | Gauge, Distance, Pupillary | 1 | VV | Pupillary distance gauge. Unit is electronic and features corneal reflection, LCD display, 0.5mm measurement increments, and measure fixation PD distance to 30 cm from infinity. Unit runs on battery power and is designed to measure the distance between pupils as well as corneal and pupil diameter.
M5730 | Stand, Instrument, Ophthalmic | 1 | VV | Ophthalmic instrument stand. Unit provides power supply for hand-held instruments, mounting post for phoropter, and mounting post and arm for slit lamp table adjacent to the ophthalmic exam chair. Used in the eye exam room.
M6040 | Pachymeter, Ultrasound, Corneal | 1 | VV | Ultrasonic Pachymeter for measuring corneal thickness.
3 - CEY02 - OPH Pre-Testing / Intake Room, Eye Clnc | 3 - CEY02 - OPH Pre-Testing / Intake Room, Eye Clnc | 3 - CEY02 - OPH Pre-Testing / Intake Room, Eye Clnc | 3 - CEY02 - OPH Pre-Testing / Intake Room, Eye Clnc | 3 - CEY02 - OPH Pre-Testing / Intake Room, Eye Clnc
JSN | NAME | QTY | ACQ/INS | DESCRIPTION
A1010 | Telecommunication Outlet | 1 | VV | Telecommunication outlet location.
A1017 | Telephone, Wall Mounted, Multi-Line, With Speaker | 1 | VV | Telephone, wall mounted, multi-line with speaker.
A1066 | Mirror, Float Glass, With SS Frame | 1 | CC | A high quality 1/4" polished float glass mirror 36X18, framed in a one-piece, bright polished, stainless steel channel frame with 90° mitered corners. All edges of the mirror are protected by absorbing filler strips. Mirror has a galvanized steel back with integral horizontal hanging brackets and wall hanger for concealed mounting. For mounting above single wall mounted lavatories located in toilet areas, Doctors examination offices, etc. May also be used above double lavatories, either wall or countertop mounted, found in restroom areas.
A5048 | Cabinet, Medication, Security, Wall Mounted | 1 | VV | Wall-mounted cabinet for secure storage of medications. Unit has adjustable shelves, may be keyed or electronic combination lock. Cabinet is made of metal and exterior finish may be powder coat paint or wood laminate. Size is approximately 25" H x 20" W x 7" D.
A5075 | Dispenser, Soap, Disposable | 1 | VV | Disposable soap dispenser. One-handed dispensing operation. Designed to accommodate disposable soap cartridge and valve.
A5077 | Dispenser, Hand Sanitizer, Hands-Free | 1 | VV | A touch free wall-mounted hand sanitizer dispenser. For use throughout a healthcare facility. Unit does not include the sanitizing liquid. Units are battery operated.
A5082 | Dispenser, Paper Towel, Sensor, Hands Free | 1 | CC | A surface mounted, sensor activated, automatic, roll paper towel dispenser. The unit dispenses a paper towel automatically only when hands are place in position below the dispenser for maximum sanitation and hygiene. May include adjustable settings for sheet length, time delay, and sensor range. Unit is battery operated or with optional AC power adapter.
A5106 | Waste Disposal Unit, Sharps w/Glove Dispenser | 1 | VV | The unit is designed for the disposal of sharps and complies with OSHA guidelines for the handling of sharps. It shall house a 5 quart container and be capable of being mounted on a wall. It shall have a glove dispenser attached. The unit shall be secured by a locked enclosure.
A5145 | Hook, Garment, Double, SS, Surface Mounted | 1 | CC | A surface mounted, satin finish stainless steel, double garment hook. Equipped with a concealed mounting bracket that is secured to a concealed wall plate. For general purpose use throughout the facility to hang various items of apparel.
A5225 | Bracket, Dual Computer Monitor, Desk-Mounted | 1 | VV | Desk-mounted bracket that supports two LCD computer monitors, or laptop and monitor configuration. Extends LCD's or labtop up to 25" with an adjustment range of 18". Desk clamp attaches to edge up to 2.6" thick. Maximum combined weight supported not to exceed 50 lbs.
A6046 | Artwork, Decorative, With Frame | 1 | VV | This JSN is to be used for determining and defining location of decorative artwork.
E0204 | Worksurface, w/Overhd Cab & Drwrs, Wall Mtd, 24" W | 1 | VV | THIS TYPICAL INCLUDES: 2 Vertical Hanging Strips 1 Lockable Flipper Unit 1 Shelf, Storage/Display 1 Light 1 Cantilevered Work Surface 2 Storage Frames 2 Drawers, 3"H 3 Drawers, 6"H
E0224 | Worksurface, Computer, O/H Cab, Wall Mtd, 60" W | 1 | VV | THIS TYPICAL INCLUDES: 3 Vertical Hanging Strips 2 Lockable Flipper Units 2 Shelves, Storage/Display 2 Lights 1 Tack board 2 Tool Rails 2 Paper Trays 1 Diagonal Tray 1 Cantilevered Work Surface 1 Adjustable Keyboard Tray 1 Stationary Pedestal, Box/Box/File
F0205 | Chair, Side With Arms | 1 | VV | Upholstered side chair, 32" high X 21" wide X 23" deep with arms, padded seats and padded backs. Seat height is a minimum of 17". Available with or without sled base.
F0340 | Stool, Self Adjusting | 1 | VV | Self adjusting stool. Consists of a foam padded upholstered seat with attached foot rest for added comfort. Mounted on swivel casters. Designed for doctor's use during examinations.
F2010 | Basket, Wastepaper, Step-On | 1 | VV | "Step-on" wastepaper basket with inner liner and foot petal activated flip top.
F3200 | Clock, Battery, 12" Diameter | 1 | VV | Clock, 12" diameter. Round surface, easy to read numbers with sweep second hand. Wall mounted unit for use when impractical to install a fully synchronized clock system. Battery operated, (batteries not included).
M1800 | Monitor, Computer | 1 | VV | A high definition LED computer monitor with minimum 1920 x 1080 resolution, 4ms response time, 25 inch class display size, compatible with desk or arm mounted. Monitor is VESA compatible and Energy Star compliant.
M1801 | Computer, Microprocessing, w/Flat Panel Monitor | 1 | VV | Desk top microprocessing computer. The unit shall consist of a central processing mini tower, flat panel monitor, keyboard, mouse and speakers. The system shall have the following minimum characteristics: a 2.8 GHz Pentium processor; 512 MB memory; 80GB hard drive; 32/48x CD-ROMDVD combo; 1.44MB network interface card; video 32 MB NVIDIA; a 18 inch flat panel monitor. The computer is used throughout the facility to input, manipulate and retrieve information.
M1825 | Printer, Computer | 1 | VV | High resolution computer printer with a variety of type styles and sheet/envelope feeder trays. Database information reflects network ready, medium duty office style laser printers. Other types of printers (bubble jet, dot matrix, line or plotter) as well as light or heavy use capabilities are available.
M5027 | Table, Multiple Instrument, Ophthalmic | 1 | VV | A multiple instrument ophthalmic table. This table is designed to hold up to three ophthalmologic instruments allowing the patient to turn only slightly between them for testing. The table top is adjustable from approximately 26" to 38" and facilitates complete wheelchair accessibility to all instruments.
M5500 | Autorefractor, Ophthalmic | 1 | VV | Ophthalmic autorefractor. Unit is a tabletop model consisting of a instant display TV monitor, forehead rest, measuring head, height adjustment ring, and joystick lever. It features an automatic fogging and a high speed printer. Designed for visual acuity screening.
M5520 | Lensometer | 1 | VV | Lensometer. Unit includes lamps, prism measuring lens marking device, cylinder axis wheel calibrated in two 180 degree segments and a green filter for tinted glass. The instrument may be inclined between 25 to 90 degrees. Used for measuring lens.
M5562 | Tester, Visual Acuity, Video/Microprocessor Based | 1 | VV | Visual acuity tester using video (television monitor) and microprocessor technology. This equipment replaces the projector chart and projector in an eye examination lane. Wall bracing is required for mounting the unit directly to the wall without support from below. An optional floor stand can also be used. The unit requires an electrical outlet on the far end wall of the examination lane. This differs from standard eye examination room configurations which normally do not have electrical outlets in that wall. Other options include binocular vision and contrast sensitivity testing.
M5575 | Tonometer, Noncontact | 1 | VV | Non-contact tonometer. Unit includes a built-in RX selector with four diopter corrections, air pulse button, head rest, and a digital display. Used for patient's eye observation, glaucoma screening, and other routine screening through a puff of air.
M5599 | Phoropter | 1 | VV | This digital instrument is operated via touch screen, both with an optional medical grade panel PC or an iPad. Features include multiple lenses,fully integrated GUI, preconfigured workflows or individually configured. Compatible with EHR. The instrument is typically mounted on an arm extended from an optical instument stand and may be mounted on a power table.
M6040 | Pachymeter, Ultrasound, Corneal | 1 | VV | Ultrasonic Pachymeter for measuring corneal thickness.
M6045 | Corneal Topography Unit | 1 | VV | Computerized corneal mapping system for pre- and post- surgical diagnosis of astigmatism, refractive error, irregularly shaped corneas and other eye conditions. The unit performs analysis of 5,000 - 6,000 different points on a ring pattern reflected from the patient's cornea to quantify the curvature and contours of the corneal surface.
P3200 | Lavatory, Vitreous China, Slab Type w/Sens Op Fauc | 1 | CC | Wall mounted, slab type, vitreous china, lavatory (approximately 7 x 15 x 10 inches) with faucet holes on 4 inch centers; electronic sensor operated, goose neck spout and grid strainer. It shall be suitable for use in clinics, offices and patient care areas.
4 - CEY03 - OPH Exam / Treatment Room, Eye Clnc | 4 - CEY03 - OPH Exam / Treatment Room, Eye Clnc | 4 - CEY03 - OPH Exam / Treatment Room, Eye Clnc | 4 - CEY03 - OPH Exam / Treatment Room, Eye Clnc | 4 - CEY03 - OPH Exam / Treatment Room, Eye Clnc
JSN | NAME | QTY | ACQ/INS | DESCRIPTION
A1010 | Telecommunication Outlet | 1 | VV | Telecommunication outlet location.
A1017 | Telephone, Wall Mounted, Multi-Line, With Speaker | 1 | VV | Telephone, wall mounted, multi-line with speaker.
A1066 | Mirror, Float Glass, With SS Frame | 1 | CC | A high quality 1/4" polished float glass mirror 36X18, framed in a one-piece, bright polished, stainless steel channel frame with 90° mitered corners. All edges of the mirror are protected by absorbing filler strips. Mirror has a galvanized steel back with integral horizontal hanging brackets and wall hanger for concealed mounting. For mounting above single wall mounted lavatories located in toilet areas, Doctors examination offices, etc. May also be used above double lavatories, either wall or countertop mounted, found in restroom areas.
A5048 | Cabinet, Medication, Security, Wall Mounted | 1 | VV | Wall-mounted cabinet for secure storage of medications. Unit has adjustable shelves, may be keyed or electronic combination lock. Cabinet is made of metal and exterior finish may be powder coat paint or wood laminate. Size is approximately 25" H x 20" W x 7" D.
A5075 | Dispenser, Soap, Disposable | 1 | VV | Disposable soap dispenser. One-handed dispensing operation. Designed to accommodate disposable soap cartridge and valve.
A5077 | Dispenser, Hand Sanitizer, Hands-Free | 1 | VV | A touch free wall-mounted hand sanitizer dispenser. For use throughout a healthcare facility. Unit does not include the sanitizing liquid. Units are battery operated.
A5082 | Dispenser, Paper Towel, Sensor, Hands Free | 1 | CC | A surface mounted, sensor activated, automatic, roll paper towel dispenser. The unit dispenses a paper towel automatically only when hands are place in position below the dispenser for maximum sanitation and hygiene. May include adjustable settings for sheet length, time delay, and sensor range. Unit is battery operated or with optional AC power adapter.
A5106 | Waste Disposal Unit, Sharps w/Glove Dispenser | 1 | VV | The unit is designed for the disposal of sharps and complies with OSHA guidelines for the handling of sharps. It shall house a 5 quart container and be capable of being mounted on a wall. It shall have a glove dispenser attached. The unit shall be secured by a locked enclosure.
A5145 | Hook, Garment, Double, SS, Surface Mounted | 1 | CC | A surface mounted, satin finish stainless steel, double garment hook. Equipped with a concealed mounting bracket that is secured to a concealed wall plate. For general purpose use throughout the facility to hang various items of apparel.
A5225 | Bracket, Dual Computer Monitor, Desk-Mounted | 1 | VV | Desk-mounted bracket that supports two LCD computer monitors, or laptop and monitor configuration. Extends LCD's or labtop up to 25" with an adjustment range of 18". Desk clamp attaches to edge up to 2.6" thick. Maximum combined weight supported not to exceed 50 lbs.
A6046 | Artwork, Decorative, With Frame | 1 | VV | This JSN is to be used for determining and defining location of decorative artwork.
D3380 | Stool, Operating, Dental, Doctor | 1 | VV | Dental operating stool. Used by the dentist in the care and treatment of patients. This chair has a gas cylinder to adjust the height of the chair. It also has backrest as an integral part of the unit. The unit is to be equipped with casters. Various color combinations of vinyl or fabric are available.
F0205 | Chair, Side With Arms | 1 | VV | Upholstered side chair, 32" high X 21" wide X 23" deep with arms, padded seats and padded backs. Seat height is a minimum of 17". Available with or without sled base.
F0836 | Stand, Printer, Mobile | 1 | VV | Mobile stand with laminate top and adjustable shelf or shelves, holds up to 200 lbs. 26"H, 26"W, 20"D.
F2010 | Basket, Wastepaper, Step-On | 1 | VV | "Step-on" wastepaper basket with inner liner and foot petal activated flip top.
F3200 | Clock, Battery, 12" Diameter | 1 | VV | Clock, 12" diameter. Round surface, easy to read numbers with sweep second hand. Wall mounted unit for use when impractical to install a fully synchronized clock system. Battery operated, (batteries not included).
M1800 | Monitor, Computer | 1 | VV | A high definition LED computer monitor with minimum 1920 x 1080 resolution, 4ms response time, 25 inch class display size, compatible with desk or arm mounted. Monitor is VESA compatible and Energy Star compliant.
M1801 | Computer, Microprocessing, w/Flat Panel Monitor | 1 | VV | Desk top microprocessing computer. The unit shall consist of a central processing mini tower, flat panel monitor, keyboard, mouse and speakers. The system shall have the following minimum characteristics: a 2.8 GHz Pentium processor; 512 MB memory; 80GB hard drive; 32/48x CD-ROMDVD combo; 1.44MB network interface card; video 32 MB NVIDIA; a 18 inch flat panel monitor. The computer is used throughout the facility to input, manipulate and retrieve information.
M1825 | Printer, Computer | 1 | VV | High resolution computer printer with a variety of type styles and sheet/envelope feeder trays. Database information reflects network ready, medium duty office style laser printers. Other types of printers (bubble jet, dot matrix, line or plotter) as well as light or heavy use capabilities are available.
M4116 | Monitor, Vital Signs | 1 | VV | Electronic sphygmomanometer. LCD displays non-invasive blood pressure, pulse rate and temperature. Used in hospitals and clinics. Includes an optional mobile stand.
M4915 | Chair, Exam/Treatment, ENT, w/Adjustable Light | 1 | VV | ENT exam/treatment chair with adjustable light. Chair can be rotated 330 degrees locking at desired position. Unit is electrically powered for precise positioning and has an adjustable headrest and armrest. It may include an adjustable gooseneck light. Unit is designed for use during examinations, treatments, and minor procedures.
M5015 | Desk, Refraction, w/Sink | 1 | VC | Refraction desk. This unit has a plastic laminated finish, one trail drawer with full suspension, and three storage electrical drawers with single door. It has a five switch control panel for interior room illustration muscle light, OPH project, lens-o-meter, and option for additional accessories, cameo with single bowl sink, and gooseneck faucet with wrist blade controls. This item may include an optional equipment stand/pole with one to three arms and the ability to accept a phoropter arm. The unit is used during eye examinations in ophthalmic clinics and hospitals. This unit requires special electrical hookup.
M5520 | Lensometer | 1 | VV | Lensometer. Unit includes lamps, prism measuring lens marking device, cylinder axis wheel calibrated in two 180 degree segments and a green filter for tinted glass. The instrument may be inclined between 25 to 90 degrees. Used for measuring lens.
M5530 | Lamp, Slit, w/Applanation Tonometer | 1 | VV | Slit lamp with applanation tonometer. Unit consists of a base mounted ophthalmological slit lamp with head and chin rest and manual height and focusing adjustments. The instrument features a microscope head with parallel optics that will accept an applanation tonometer. Designed for use in ophthalmology during diagnostic examinations.
M5535 | Ophthalmoscope, Binocular, Indirect | 1 | VV | Binocular indirect ophthalmoscope. Unit consists of headband and crown, halogen quartz lamp, multi-coated aspherical lenses, scleral depressor and mirror. It also includes a control switch that regulates the illumination from 2 to 6 volts. Used to examine presence of blood vessels in patient's pupils.
M5536 | Ophthalmoscope, Direct | 1 | VV | The Direct Ophthalmoscope shall be an instrument for examining the back portion of the interior of the eyeball and produces an un-reversed image. The unit shall consist of a head, a rechargeable handle, 3.5 v long-life battery and a case.
M5545 | Ophthalmometer/Keratometer | 1 | VV | Keratometer/ophthalmometer. Unit features a focusing system, engraved focusing scale, positive fixation for rapid measurements, center and peripheral corneal measurements scale with a range from 30D to 60D. Unit is used for measuring corneal astigmatism.
M5562 | Tester, Visual Acuity, Video/Microprocessor Based | 1 | VV | Visual acuity tester using video (television monitor) and microprocessor technology. This equipment replaces the projector chart and projector in an eye examination lane. Wall bracing is required for mounting the unit directly to the wall without support from below. An optional floor stand can also be used. The unit requires an electrical outlet on the far end wall of the examination lane. This differs from standard eye examination room configurations which normally do not have electrical outlets in that wall. Other options include binocular vision and contrast sensitivity testing.
M5599 | Phoropter | 1 | VV | This digital instrument is operated via touch screen, both with an optional medical grade panel PC or an iPad. Features include multiple lenses,fully integrated GUI, preconfigured workflows or individually configured. Compatible with EHR. The instrument is typically mounted on an arm extended from an optical instument stand and may be mounted on a power table.
M5601 | Chair, Glide, Exam | 1 | VV | The Chair Glide allows the exam chair to easily slide out of the way to accommodate wheelchair patients. The built in track guides prevents lateral movement when gliding the chair back and forth. The Glide may be made out of stainless steel or heavy duty cast aluminum.
M5605 | Retinoscope, Streak | 1 | VV | Streak retinoscope. Lightweight instrument with interchangeable heads, rechargeable battery handle, mirror, forehead rest and one halogen lamp. Continuous 360-degree streak rotation.
M5700 | Frame Set, Lens, Trial | 1 | VV | Trial lens frame set. Set consists of light weight and color-coded marked lenses, holding tray, and a complete assortment of other accessories. It is used to determine visual acuity. Set features horizontal and vertical bridge adjustments with individual adjustments for temple length and angle.
M5705 | Gauge, Distance, Pupillary | 1 | VV | Pupillary distance gauge. Unit is electronic and features corneal reflection, LCD display, 0.5mm measurement increments, and measure fixation PD distance to 30 cm from infinity. Unit runs on battery power and is designed to measure the distance between pupils as well as corneal and pupil diameter.
M5730 | Stand, Instrument, Ophthalmic | 1 | VV | Ophthalmic instrument stand. Unit provides power supply for hand-held instruments, mounting post for phoropter, and mounting post and arm for slit lamp table adjacent to the ophthalmic exam chair. Used in the eye exam room.
M6040 | Pachymeter, Ultrasound, Corneal | 1 | VV | Ultrasonic Pachymeter for measuring corneal thickness.
5 - CEY04 - OPH PA Exam Room, Eye Clnc | 5 - CEY04 - OPH PA Exam Room, Eye Clnc | 5 - CEY04 - OPH PA Exam Room, Eye Clnc | 5 - CEY04 - OPH PA Exam Room, Eye Clnc | 5 - CEY04 - OPH PA Exam Room, Eye Clnc
JSN | NAME | QTY | ACQ/INS | DESCRIPTION
A1010 | Telecommunication Outlet | 1 | VV | Telecommunication outlet location.
A1017 | Telephone, Wall Mounted, Multi-Line, With Speaker | 1 | VV | Telephone, wall mounted, multi-line with speaker.
A1066 | Mirror, Float Glass, With SS Frame | 1 | CC | A high quality 1/4" polished float glass mirror 36X18, framed in a one-piece, bright polished, stainless steel channel frame with 90° mitered corners. All edges of the mirror are protected by absorbing filler strips. Mirror has a galvanized steel back with integral horizontal hanging brackets and wall hanger for concealed mounting. For mounting above single wall mounted lavatories located in toilet areas, Doctors examination offices, etc. May also be used above double lavatories, either wall or countertop mounted, found in restroom areas.
A5048 | Cabinet, Medication, Security, Wall Mounted | 1 | VV | Wall-mounted cabinet for secure storage of medications. Unit has adjustable shelves, may be keyed or electronic combination lock. Cabinet is made of metal and exterior finish may be powder coat paint or wood laminate. Size is approximately 25" H x 20" W x 7" D.
A5075 | Dispenser, Soap, Disposable | 1 | VV | Disposable soap dispenser. One-handed dispensing operation. Designed to accommodate disposable soap cartridge and valve.
A5077 | Dispenser, Hand Sanitizer, Hands-Free | 1 | VV | A touch free wall-mounted hand sanitizer dispenser. For use throughout a healthcare facility. Unit does not include the sanitizing liquid. Units are battery operated.
A5082 | Dispenser, Paper Towel, Sensor, Hands Free | 1 | CC | A surface mounted, sensor activated, automatic, roll paper towel dispenser. The unit dispenses a paper towel automatically only when hands are place in position below the dispenser for maximum sanitation and hygiene. May include adjustable settings for sheet length, time delay, and sensor range. Unit is battery operated or with optional AC power adapter.
A5106 | Waste Disposal Unit, Sharps w/Glove Dispenser | 1 | VV | The unit is designed for the disposal of sharps and complies with OSHA guidelines for the handling of sharps. It shall house a 5 quart container and be capable of being mounted on a wall. It shall have a glove dispenser attached. The unit shall be secured by a locked enclosure.
A5145 | Hook, Garment, Double, SS, Surface Mounted | 1 | CC | A surface mounted, satin finish stainless steel, double garment hook. Equipped with a concealed mounting bracket that is secured to a concealed wall plate. For general purpose use throughout the facility to hang various items of apparel.
A5225 | Bracket, Dual Computer Monitor, Desk-Mounted | 1 | VV | Desk-mounted bracket that supports two LCD computer monitors, or laptop and monitor configuration. Extends LCD's or labtop up to 25" with an adjustment range of 18". Desk clamp attaches to edge up to 2.6" thick. Maximum combined weight supported not to exceed 50 lbs.
A6046 | Artwork, Decorative, With Frame | 1 | VV | This JSN is to be used for determining and defining location of decorative artwork.
D3380 | Stool, Operating, Dental, Doctor | 1 | VV | Dental operating stool. Used by the dentist in the care and treatment of patients. This chair has a gas cylinder to adjust the height of the chair. It also has backrest as an integral part of the unit. The unit is to be equipped with casters. Various color combinations of vinyl or fabric are available.
F0205 | Chair, Side With Arms | 1 | VV | Upholstered side chair, 32" high X 21" wide X 23" deep with arms, padded seats and padded backs. Seat height is a minimum of 17". Available with or without sled base.
F0836 | Stand, Printer, Mobile | 1 | VV | Mobile stand with laminate top and adjustable shelf or shelves, holds up to 200 lbs. 26"H, 26"W, 20"D.
F2010 | Basket, Wastepaper, Step-On | 1 | VV | "Step-on" wastepaper basket with inner liner and foot petal activated flip top.
F3200 | Clock, Battery, 12" Diameter | 1 | VV | Clock, 12" diameter. Round surface, easy to read numbers with sweep second hand. Wall mounted unit for use when impractical to install a fully synchronized clock system. Battery operated, (batteries not included).
M1800 | Monitor, Computer | 1 | VV | A high definition LED computer monitor with minimum 1920 x 1080 resolution, 4ms response time, 25 inch class display size, compatible with desk or arm mounted. Monitor is VESA compatible and Energy Star compliant.
M1801 | Computer, Microprocessing, w/Flat Panel Monitor | 1 | VV | Desk top microprocessing computer. The unit shall consist of a central processing mini tower, flat panel monitor, keyboard, mouse and speakers. The system shall have the following minimum characteristics: a 2.8 GHz Pentium processor; 512 MB memory; 80GB hard drive; 32/48x CD-ROMDVD combo; 1.44MB network interface card; video 32 MB NVIDIA; a 18 inch flat panel monitor. The computer is used throughout the facility to input, manipulate and retrieve information.
M1825 | Printer, Computer | 1 | VV | High resolution computer printer with a variety of type styles and sheet/envelope feeder trays. Database information reflects network ready, medium duty office style laser printers. Other types of printers (bubble jet, dot matrix, line or plotter) as well as light or heavy use capabilities are available.
M4116 | Monitor, Vital Signs | 1 | VV | Electronic sphygmomanometer. LCD displays non-invasive blood pressure, pulse rate and temperature. Used in hospitals and clinics. Includes an optional mobile stand.
M4915 | Chair, Exam/Treatment, ENT, w/Adjustable Light | 1 | VV | ENT exam/treatment chair with adjustable light. Chair can be rotated 330 degrees locking at desired position. Unit is electrically powered for precise positioning and has an adjustable headrest and armrest. It may include an adjustable gooseneck light. Unit is designed for use during examinations, treatments, and minor procedures.
M5015 | Desk, Refraction, w/Sink | 1 | VC | Refraction desk. This unit has a plastic laminated finish, one trail drawer with full suspension, and three storage electrical drawers with single door. It has a five switch control panel for interior room illustration muscle light, OPH project, lens-o-meter, and option for additional accessories, cameo with single bowl sink, and gooseneck faucet with wrist blade controls. This item may include an optional equipment stand/pole with one to three arms and the ability to accept a phoropter arm. The unit is used during eye examinations in ophthalmic clinics and hospitals. This unit requires special electrical hookup.
M5520 | Lensometer | 1 | VV | Lensometer. Unit includes lamps, prism measuring lens marking device, cylinder axis wheel calibrated in two 180 degree segments and a green filter for tinted glass. The instrument may be inclined between 25 to 90 degrees. Used for measuring lens.
M5530 | Lamp, Slit, w/Applanation Tonometer | 1 | VV | Slit lamp with applanation tonometer. Unit consists of a base mounted ophthalmological slit lamp with head and chin rest and manual height and focusing adjustments. The instrument features a microscope head with parallel optics that will accept an applanation tonometer. Designed for use in ophthalmology during diagnostic examinations.
M5535 | Ophthalmoscope, Binocular, Indirect | 1 | VV | Binocular indirect ophthalmoscope. Unit consists of headband and crown, halogen quartz lamp, multi-coated aspherical lenses, scleral depressor and mirror. It also includes a control switch that regulates the illumination from 2 to 6 volts. Used to examine presence of blood vessels in patient's pupils.
M5536 | Ophthalmoscope, Direct | 1 | VV | The Direct Ophthalmoscope shall be an instrument for examining the back portion of the interior of the eyeball and produces an un-reversed image. The unit shall consist of a head, a rechargeable handle, 3.5 v long-life battery and a case.
M5545 | Ophthalmometer/Keratometer | 1 | VV | Keratometer/ophthalmometer. Unit features a focusing system, engraved focusing scale, positive fixation for rapid measurements, center and peripheral corneal measurements scale with a range from 30D to 60D. Unit is used for measuring corneal astigmatism.
M5562 | Tester, Visual Acuity, Video/Microprocessor Based | 1 | VV | Visual acuity tester using video (television monitor) and microprocessor technology. This equipment replaces the projector chart and projector in an eye examination lane. Wall bracing is required for mounting the unit directly to the wall without support from below. An optional floor stand can also be used. The unit requires an electrical outlet on the far end wall of the examination lane. This differs from standard eye examination room configurations which normally do not have electrical outlets in that wall. Other options include binocular vision and contrast sensitivity testing.
M5599 | Phoropter | 1 | VV | This digital instrument is operated via touch screen, both with an optional medical grade panel PC or an iPad. Features include multiple lenses,fully integrated GUI, preconfigured workflows or individually configured. Compatible with EHR. The instrument is typically mounted on an arm extended from an optical instument stand and may be mounted on a power table.
M5601 | Chair, Glide, Exam | 1 | VV | The Chair Glide allows the exam chair to easily slide out of the way to accommodate wheelchair patients. The built in track guides prevents lateral movement when gliding the chair back and forth. The Glide may be made out of stainless steel or heavy duty cast aluminum.
M5605 | Retinoscope, Streak | 1 | VV | Streak retinoscope. Lightweight instrument with interchangeable heads, rechargeable battery handle, mirror, forehead rest and one halogen lamp. Continuous 360-degree streak rotation.
M5700 | Frame Set, Lens, Trial | 1 | VV | Trial lens frame set. Set consists of light weight and color-coded marked lenses, holding tray, and a complete assortment of other accessories. It is used to determine visual acuity. Set features horizontal and vertical bridge adjustments with individual adjustments for temple length and angle.
M5705 | Gauge, Distance, Pupillary | 1 | VV | Pupillary distance gauge. Unit is electronic and features corneal reflection, LCD display, 0.5mm measurement increments, and measure fixation PD distance to 30 cm from infinity. Unit runs on battery power and is designed to measure the distance between pupils as well as corneal and pupil diameter.
M5730 | Stand, Instrument, Ophthalmic | 1 | VV | Ophthalmic instrument stand. Unit provides power supply for hand-held instruments, mounting post for phoropter, and mounting post and arm for slit lamp table adjacent to the ophthalmic exam chair. Used in the eye exam room.
M6040 | Pachymeter, Ultrasound, Corneal | 1 | VV | Ultrasonic Pachymeter for measuring corneal thickness.
6 - CEY11 - OPH Procedure Room, Eye Clnc | 6 - CEY11 - OPH Procedure Room, Eye Clnc | 6 - CEY11 - OPH Procedure Room, Eye Clnc | 6 - CEY11 - OPH Procedure Room, Eye Clnc | 6 - CEY11 - OPH Procedure Room, Eye Clnc
JSN | NAME | QTY | ACQ/INS | DESCRIPTION
A1010 | Telecommunication Outlet | 1 | VV | Telecommunication outlet location.
A1017 | Telephone, Wall Mounted, Multi-Line, With Speaker | 1 | VV | Telephone, wall mounted, multi-line with speaker.
A5075 | Dispenser, Soap, Disposable | 1 | VV | Disposable soap dispenser. One-handed dispensing operation. Designed to accommodate disposable soap cartridge and valve.
A5077 | Dispenser, Hand Sanitizer, Hands-Free | 1 | VV | A touch free wall-mounted hand sanitizer dispenser. For use throughout a healthcare facility. Unit does not include the sanitizing liquid. Units are battery operated.
A5082 | Dispenser, Paper Towel, Sensor, Hands Free | 1 | CC | A surface mounted, sensor activated, automatic, roll paper towel dispenser. The unit dispenses a paper towel automatically only when hands are place in position below the dispenser for maximum sanitation and hygiene. May include adjustable settings for sheet length, time delay, and sensor range. Unit is battery operated or with optional AC power adapter.
A5107 | Dispenser, Glove, Surgical/Examination, Wall Mntd | 1 | VV | Examination three (Small Medium, Large) glove dispenser box for wall mounting. Fabricated of either cold rolled steel with a white baked enamel finish, plastic or acrylic. Hardware not included, Option 3 powder coated steel.
A5108 | Waste Disposal Unit, Sharps | 1 | VV | A container for collecting and transporting syringes and other sharps for decontamination and disposal. Available in 2 gallon and 8 gallon with locking rotor. Complies with OSHA regulations for handling sharps.
A5145 | Hook, Garment, Double, SS, Surface Mounted | 1 | CC | A surface mounted, satin finish stainless steel, double garment hook. Equipped with a concealed mounting bracket that is secured to a concealed wall plate. For general purpose use throughout the facility to hang various items of apparel.
A5225 | Bracket, Dual Computer Monitor, Desk-Mounted | 1 | VV | Desk-mounted bracket that supports two LCD computer monitors, or laptop and monitor configuration. Extends LCD's or labtop up to 25" with an adjustment range of 18". Desk clamp attaches to edge up to 2.6" thick. Maximum combined weight supported not to exceed 50 lbs.
E0218 | Worksurface, w/Overhead Cab, Wall Mtd, 72" W | 1 | VV | THIS TYPICAL INCLUDES: 3 Vertical Hanging Strips 2 Lockable Flipper Units 2 Shelves, Storage/Display 2 Lights 1 Cantilevered Work Surface
E0948 | Cart, General Storage, Mobile, 42"H x 32"W x 22"D | 1 | VV | THIS TYPICAL INCLUDES: 1 Cart Body, Style-A Narrow, w/Raised Edge Top 2 Drawers, 3" H 4 Drawers, 6" H 1 Accessory Rail, Side Drawer Organizer Bins
E0990 | Cart, Closed, w/Shelves, Mobile, 72"Hx48"Wx22"D | 1 | VV | THIS TYPICAL INCLUDES: 1 Cart body, Style A-Wide, w/o Spine 4 Wire Shelves w/Dividers 1 Cart Door, Solid
F0340 | Stool, Self Adjusting | 1 | VV | Self adjusting stool. Consists of a foam padded upholstered seat with attached foot rest for added comfort. Mounted on swivel casters. Designed for doctor's use during examinations.
F2010 | Basket, Wastepaper, Step-On | 1 | VV | "Step-on" wastepaper basket with inner liner and foot petal activated flip top.
F3200 | Clock, Battery, 12" Diameter | 1 | VV | Clock, 12" diameter. Round surface, easy to read numbers with sweep second hand. Wall mounted unit for use when impractical to install a fully synchronized clock system. Battery operated, (batteries not included).
M0750 | Flowmeter, Air, Connect w/50 PSI Supply | 2 | VV | Air flowmeter. Unit has a stainless steel needle valve with clear flowtube for connection to 50 PSI air outlet from central pipeline system. Requires the appropriate adapter for connection to the wall outlet and fitting to connect to tubing. Database prices reflect fittings with an attached DISS power outlet. Other outlet and adapter configurations are available.
M0755 | Flowmeter, Oxygen, Low Flow | 2 | VV | Oxygen flowmeter. Consists of a clear crystal flowtube calibrated to 3.5 or 8 LPM depending on manufacturer. For oxygen regulation in hospital settings. Database pricing includes DISS fitting and DISS power outlet and wall adapter. Other fitting and adapter configurations are available.
M0765 | Regulator, Vacuum | 2 | VV | Vacuum pressure regulator for connection to central piped vacuum system. Standard display scale is graduated at least from 0 to 200 mm Hg of vacuum. Displays on specialized regulators may cover other vacuum ranges. Regulator type (continuous, intermittent, continuous/intermittent, surgical, pediatric, thoracic, etc.) as required. To be used in delivery, neonatal, pediatrics or any area where suction is required. Database pricing reflects continuous regulators graduated to 200 mm Hg with a full line vacuum selection switch and DISS configured inlets and outlets.
M1800 | Monitor, Computer | 1 | VV | A high definition LED computer monitor with minimum 1920 x 1080 resolution, 4ms response time, 25 inch class display size, compatible with desk or arm mounted. Monitor is VESA compatible and Energy Star compliant.
M1801 | Computer, Microprocessing, w/Flat Panel Monitor | 1 | VV | Desk top microprocessing computer. The unit shall consist of a central processing mini tower, flat panel monitor, keyboard, mouse and speakers. The system shall have the following minimum characteristics: a 2.8 GHz Pentium processor; 512 MB memory; 80GB hard drive; 32/48x CD-ROMDVD combo; 1.44MB network interface card; video 32 MB NVIDIA; a 18 inch flat panel monitor. The computer is used throughout the facility to input, manipulate and retrieve information.
M1830 | Printer, Label, Pharmacy | 1 | VV | Label printer for use in pharmacy applications. The printer shall be bench top standing. It shall be flexible enough to accommodate label sizes up to 4 inches, with a minimum print speed of 6 inches per second and a minimum resolution of 203 dpi.
M3072 | Frame, Infectious Waste Bag w/Lid | 1 | VV | Frame for an infectious waste collection bag. Made of heavy tubular stainless steel with heavy gauge welded steel platform. Adjust to hold 18" or 25" trash bags. Mounted on ball bearing casters and includes permanently mounted hinged lid. Provides means of bagging infectious waste at point of waste generation.
M3109 | Electrosurgical/Coagulator, Argon Plasma | 1 | VV | An electrosurgical generator with an argon plasma coagulator and APC pulsed mode. This feature auto-regulates beam ignition and provides automatic dosing of power for increased control. The plug and play digital instrument recognition technology automatically configures the entire system to preprogrammed procedural parameters.
M3150 | Distribution System, Medication, Automatic | 1 | VV | An automated dispensing system that provides controlled dispensing, inventory and security. Size and cost will vary dependent on number of modules selected.
M4116 | Monitor, Vital Signs | 1 | VV | Electronic sphygmomanometer. LCD displays non-invasive blood pressure, pulse rate and temperature. Used in hospitals and clinics. Includes an optional mobile stand.
M4653 | Stretcher, Chair, Ophthalmic Surgical | 1 | VV | An eye surgery stretcher which adjusts from horizontal to a chair position. Stretcher has dual articulating headpiece for multiple ophthalmic surgical positioning; features dual hydraulic jacks, swing down side rails, oxygen holder, independently movable foot section, and IV receptacles. Minimum 400 pound weight capacity.
M5535 | Ophthalmoscope, Binocular, Indirect | 1 | VV | Binocular indirect ophthalmoscope. Unit consists of headband and crown, halogen quartz lamp, multi-coated aspherical lenses, scleral depressor and mirror. It also includes a control switch that regulates the illumination from 2 to 6 volts. Used to examine presence of blood vessels in patient's pupils.
M5536 | Ophthalmoscope, Direct | 1 | VV | The Direct Ophthalmoscope shall be an instrument for examining the back portion of the interior of the eyeball and produces an un-reversed image. The unit shall consist of a head, a rechargeable handle, 3.5 v long-life battery and a case.
M7485 | Light, Surg, Ceiling Mtd, Dual, Equal Dia Heads | 1 | VC | Dual head surgical light mounted from a single pole. Both heads are of equal size and hang from individual swing arms. Each light head contains several light sources, an intensity control and a detachable, sterilizable handle. The minimum required ceiling height for most models is 9'-2"; refer to the manufacturers' specifications. The database height dimension below refers to the height of the lamp heads themselves. Width and depth are the sum of the swing arm length and lamp head diameter. This light is for use in major and minor surgical procedures.
M8530 | Microscope, Operating, Ceiling Mounted | 1 | VV | Ceiling mounted operating microscope. Unit consists of a binocular microscope body equipped with a range of available accessories for co-observation, documentation and illumination, motorized zoom and precision focusing system. Foot-pedal controlled. Unit is held by an adjustable arm attached to a ceiling support mechanism.
M8810 | Stand, Mayo | 1 | VV | Adjustable instrument table. Table is corrosion resistant stainless steel construction and is mounted on two casters with two skid rails. It has telescopic upright adjusts from 39 inches to 60 inches with automatic locking device, and removable 13"x19" instrument tray. Designed for use in operating and procedure rooms.
P6950 | Sink, Scrub, With Knee Valve, 13.5x22x19 | 1 | VC | Surgeon's scrub-up sink. Unit is operated by knee-action valve and gooseneck supply. Sink shall conform to FED. SPEC. WW-P-541/9B, Type IV, class 1. Unit is used as a scrub sink in surgical and clinical areas of the facility.
R6200 | Refrigerator, U/C or F/S, 5 Cu Ft | 1 | VV | Utility refrigerator approximately 35" H x 24" W x 26" D. The unit has a two tray ice cube cooling system. The refrigerator fits standard architectural dimensions for undercounter installation. The unit is perfect for use in nurses' station, wards, and laboratories, pharmacies or wherever space is limited.
7 - CEY12 - OPH Visual Fields Room, Eye Clnc | 7 - CEY12 - OPH Visual Fields Room, Eye Clnc | 7 - CEY12 - OPH Visual Fields Room, Eye Clnc | 7 - CEY12 - OPH Visual Fields Room, Eye Clnc | 7 - CEY12 - OPH Visual Fields Room, Eye Clnc
JSN | NAME | QTY | ACQ/INS | DESCRIPTION
A1010 | Telecommunication Outlet | 2 | VV | Telecommunication outlet location.
A1017 | Telephone, Wall Mounted, Multi-Line, With Speaker | 1 | VV | Telephone, wall mounted, multi-line with speaker.
A1066 | Mirror, Float Glass, With SS Frame | 1 | CC | A high quality 1/4" polished float glass mirror 36X18, framed in a one-piece, bright polished, stainless steel channel frame with 90° mitered corners. All edges of the mirror are protected by absorbing filler strips. Mirror has a galvanized steel back with integral horizontal hanging brackets and wall hanger for concealed mounting. For mounting above single wall mounted lavatories located in toilet areas, Doctors examination offices, etc. May also be used above double lavatories, either wall or countertop mounted, found in restroom areas.
A5048 | Cabinet, Medication, Security, Wall Mounted | 1 | VV | Wall-mounted cabinet for secure storage of medications. Unit has adjustable shelves, may be keyed or electronic combination lock. Cabinet is made of metal and exterior finish may be powder coat paint or wood laminate. Size is approximately 25" H x 20" W x 7" D.
A5075 | Dispenser, Soap, Disposable | 1 | VV | Disposable soap dispenser. One-handed dispensing operation. Designed to accommodate disposable soap cartridge and valve.
A5077 | Dispenser, Hand Sanitizer, Hands-Free | 1 | VV | A touch free wall-mounted hand sanitizer dispenser. For use throughout a healthcare facility. Unit does not include the sanitizing liquid. Units are battery operated.
A5082 | Dispenser, Paper Towel, Sensor, Hands Free | 1 | CC | A surface mounted, sensor activated, automatic, roll paper towel dispenser. The unit dispenses a paper towel automatically only when hands are place in position below the dispenser for maximum sanitation and hygiene. May include adjustable settings for sheet length, time delay, and sensor range. Unit is battery operated or with optional AC power adapter.
A5106 | Waste Disposal Unit, Sharps w/Glove Dispenser | 1 | VV | The unit is designed for the disposal of sharps and complies with OSHA guidelines for the handling of sharps. It shall house a 5 quart container and be capable of being mounted on a wall. It shall have a glove dispenser attached. The unit shall be secured by a locked enclosure.
A5145 | Hook, Garment, Double, SS, Surface Mounted | 1 | CC | A surface mounted, satin finish stainless steel, double garment hook. Equipped with a concealed mounting bracket that is secured to a concealed wall plate. For general purpose use throughout the facility to hang various items of apparel.
A5225 | Bracket, Dual Computer Monitor, Desk-Mounted | 1 | VV | Desk-mounted bracket that supports two LCD computer monitors, or laptop and monitor configuration. Extends LCD's or labtop up to 25" with an adjustment range of 18". Desk clamp attaches to edge up to 2.6" thick. Maximum combined weight supported not to exceed 50 lbs.
A6046 | Artwork, Decorative, With Frame | 1 | VV | This JSN is to be used for determining and defining location of decorative artwork.
D3380 | Stool, Operating, Dental, Doctor | 1 | VV | Dental operating stool. Used by the dentist in the care and treatment of patients. This chair has a gas cylinder to adjust the height of the chair. It also has backrest as an integral part of the unit. The unit is to be equipped with casters. Various color combinations of vinyl or fabric are available.
E0204 | Worksurface, w/Overhd Cab & Drwrs, Wall Mtd, 24" W | 1 | VV | THIS TYPICAL INCLUDES: 2 Vertical Hanging Strips 1 Lockable Flipper Unit 1 Shelf, Storage/Display 1 Light 1 Cantilevered Work Surface 2 Storage Frames 2 Drawers, 3"H 3 Drawers, 6"H
E0224 | Worksurface, Computer, O/H Cab, Wall Mtd, 60" W | 1 | VV | THIS TYPICAL INCLUDES: 3 Vertical Hanging Strips 2 Lockable Flipper Units 2 Shelves, Storage/Display 2 Lights 1 Tack board 2 Tool Rails 2 Paper Trays 1 Diagonal Tray 1 Cantilevered Work Surface 1 Adjustable Keyboard Tray 1 Stationary Pedestal, Box/Box/File
F0205 | Chair, Side With Arms | 2 | VV | Upholstered side chair, 32" high X 21" wide X 23" deep with arms, padded seats and padded backs. Seat height is a minimum of 17". Available with or without sled base.
F2010 | Basket, Wastepaper, Step-On | 1 | VV | "Step-on" wastepaper basket with inner liner and foot petal activated flip top.
F3200 | Clock, Battery, 12" Diameter | 1 | VV | Clock, 12" diameter. Round surface, easy to read numbers with sweep second hand. Wall mounted unit for use when impractical to install a fully synchronized clock system. Battery operated, (batteries not included).
M1800 | Monitor, Computer | 1 | VV | A high definition LED computer monitor with minimum 1920 x 1080 resolution, 4ms response time, 25 inch class display size, compatible with desk or arm mounted. Monitor is VESA compatible and Energy Star compliant.
M1801 | Computer, Microprocessing, w/Flat Panel Monitor | 1 | VV | Desk top microprocessing computer. The unit shall consist of a central processing mini tower, flat panel monitor, keyboard, mouse and speakers. The system shall have the following minimum characteristics: a 2.8 GHz Pentium processor; 512 MB memory; 80GB hard drive; 32/48x CD-ROMDVD combo; 1.44MB network interface card; video 32 MB NVIDIA; a 18 inch flat panel monitor. The computer is used throughout the facility to input, manipulate and retrieve information.
M1825 | Printer, Computer | 1 | VV | High resolution computer printer with a variety of type styles and sheet/envelope feeder trays. Database information reflects network ready, medium duty office style laser printers. Other types of printers (bubble jet, dot matrix, line or plotter) as well as light or heavy use capabilities are available.
M5025 | Table, Instrument, Ophthalmic, Adjustable | 1 | VV | Ophthalmic adjustable instrument table. Four toed pedestal type base with foot pedal brake or hand operated clamp for securing table adjustment. Designed for use with slit lamp, ophthalmometer, perimeter and screening instruments.
M5525 | Lensometer, Soft Contact | 1 | VV | Soft contact lensometer. Unit features lens holder, external scale, prism holder, prism axis from 0 to 180 degree, external power, printer and axis readings with an American style cross-line target. Used for measuring soft and hard contact lenses as well as conventional spectacle lenses.
M5555 | Perimeter, Automated | 1 | VV | Automated ophthalmic perimeter. Unit has on screen display for rapid and accurate alignment of patients automatic pupil size measurement, seven different fixation aids, ergonomic chin rest, several threshold strategies, and high target intensity.
M5700 | Frame Set, Lens, Trial | 1 | VV | Trial lens frame set. Set consists of light weight and color-coded marked lenses, holding tray, and a complete assortment of other accessories. It is used to determine visual acuity. Set features horizontal and vertical bridge adjustments with individual adjustments for temple length and angle.
P3200 | Lavatory, Vitreous China, Slab Type w/Sens Op Fauc | 1 | CC | Wall mounted, slab type, vitreous china, lavatory (approximately 7 x 15 x 10 inches) with faucet holes on 4 inch centers; electronic sensor operated, goose neck spout and grid strainer. It shall be suitable for use in clinics, offices and patient care areas.
8 - CEY13 - OPH Photography Room, Eye Clnc | 8 - CEY13 - OPH Photography Room, Eye Clnc | 8 - CEY13 - OPH Photography Room, Eye Clnc | 8 - CEY13 - OPH Photography Room, Eye Clnc | 8 - CEY13 - OPH Photography Room, Eye Clnc
JSN | NAME | QTY | ACQ/INS | DESCRIPTION
A1010 | Telecommunication Outlet | 1 | VV | Telecommunication outlet location.
A1017 | Telephone, Wall Mounted, Multi-Line, With Speaker | 1 | VV | Telephone, wall mounted, multi-line with speaker.
A1066 | Mirror, Float Glass, With SS Frame | 1 | CC | A high quality 1/4" polished float glass mirror 36X18, framed in a one-piece, bright polished, stainless steel channel frame with 90° mitered corners. All edges of the mirror are protected by absorbing filler strips. Mirror has a galvanized steel back with integral horizontal hanging brackets and wall hanger for concealed mounting. For mounting above single wall mounted lavatories located in toilet areas, Doctors examination offices, etc. May also be used above double lavatories, either wall or countertop mounted, found in restroom areas.
A5048 | Cabinet, Medication, Security, Wall Mounted | 1 | VV | Wall-mounted cabinet for secure storage of medications. Unit has adjustable shelves, may be keyed or electronic combination lock. Cabinet is made of metal and exterior finish may be powder coat paint or wood laminate. Size is approximately 25" H x 20" W x 7" D.
A5075 | Dispenser, Soap, Disposable | 1 | VV | Disposable soap dispenser. One-handed dispensing operation. Designed to accommodate disposable soap cartridge and valve.
A5077 | Dispenser, Hand Sanitizer, Hands-Free | 1 | VV | A touch free wall-mounted hand sanitizer dispenser. For use throughout a healthcare facility. Unit does not include the sanitizing liquid. Units are battery operated.
A5082 | Dispenser, Paper Towel, Sensor, Hands Free | 1 | CC | A surface mounted, sensor activated, automatic, roll paper towel dispenser. The unit dispenses a paper towel automatically only when hands are place in position below the dispenser for maximum sanitation and hygiene. May include adjustable settings for sheet length, time delay, and sensor range. Unit is battery operated or with optional AC power adapter.
A5106 | Waste Disposal Unit, Sharps w/Glove Dispenser | 1 | VV | The unit is designed for the disposal of sharps and complies with OSHA guidelines for the handling of sharps. It shall house a 5 quart container and be capable of being mounted on a wall. It shall have a glove dispenser attached. The unit shall be secured by a locked enclosure.
A5145 | Hook, Garment, Double, SS, Surface Mounted | 1 | CC | A surface mounted, satin finish stainless steel, double garment hook. Equipped with a concealed mounting bracket that is secured to a concealed wall plate. For general purpose use throughout the facility to hang various items of apparel.
A5225 | Bracket, Dual Computer Monitor, Desk-Mounted | 1 | VV | Desk-mounted bracket that supports two LCD computer monitors, or laptop and monitor configuration. Extends LCD's or labtop up to 25" with an adjustment range of 18". Desk clamp attaches to edge up to 2.6" thick. Maximum combined weight supported not to exceed 50 lbs.
A6046 | Artwork, Decorative, With Frame | 1 | VV | This JSN is to be used for determining and defining location of decorative artwork.
E0204 | Worksurface, w/Overhd Cab & Drwrs, Wall Mtd, 24" W | 1 | VV | THIS TYPICAL INCLUDES: 2 Vertical Hanging Strips 1 Lockable Flipper Unit 1 Shelf, Storage/Display 1 Light 1 Cantilevered Work Surface 2 Storage Frames 2 Drawers, 3"H 3 Drawers, 6"H
E0224 | Worksurface, Computer, O/H Cab, Wall Mtd, 60" W | 1 | VV | THIS TYPICAL INCLUDES: 3 Vertical Hanging Strips 2 Lockable Flipper Units 2 Shelves, Storage/Display 2 Lights 1 Tack board 2 Tool Rails 2 Paper Trays 1 Diagonal Tray 1 Cantilevered Work Surface 1 Adjustable Keyboard Tray 1 Stationary Pedestal, Box/Box/File
E0954 | Cart, Emergency, Mobile, 66"H x 32"W x 22"D | 1 | VV | THIS TYPICAL INCLUDES: 1 Cart body, style-A narrow, w/raised edge top 1 Accessory rail, side 1 Accessory rail, back 1 Defibrillator tray 1 IV pole 1 Breakaway bar 1 Flip-up shelf 1 Wastebasket 1 Oxygen tank holder 1 Electrical box-4 outlet 1 Cord wrap 4 Drawer, 3"H 3 Drawer, 6"H Drawer organizer bins.
F0205 | Chair, Side With Arms | 3 | VV | Upholstered side chair, 32" high X 21" wide X 23" deep with arms, padded seats and padded backs. Seat height is a minimum of 17". Available with or without sled base.
F0340 | Stool, Self Adjusting | 3 | VV | Self adjusting stool. Consists of a foam padded upholstered seat with attached foot rest for added comfort. Mounted on swivel casters. Designed for doctor's use during examinations.
F2010 | Basket, Wastepaper, Step-On | 1 | VV | "Step-on" wastepaper basket with inner liner and foot petal activated flip top.
F3200 | Clock, Battery, 12" Diameter | 1 | VV | Clock, 12" diameter. Round surface, easy to read numbers with sweep second hand. Wall mounted unit for use when impractical to install a fully synchronized clock system. Battery operated, (batteries not included).
M1800 | Monitor, Computer | 1 | VV | A high definition LED computer monitor with minimum 1920 x 1080 resolution, 4ms response time, 25 inch class display size, compatible with desk or arm mounted. Monitor is VESA compatible and Energy Star compliant.
M1801 | Computer, Microprocessing, w/Flat Panel Monitor | 1 | VV | Desk top microprocessing computer. The unit shall consist of a central processing mini tower, flat panel monitor, keyboard, mouse and speakers. The system shall have the following minimum characteristics: a 2.8 GHz Pentium processor; 512 MB memory; 80GB hard drive; 32/48x CD-ROMDVD combo; 1.44MB network interface card; video 32 MB NVIDIA; a 18 inch flat panel monitor. The computer is used throughout the facility to input, manipulate and retrieve information.
M1825 | Printer, Computer | 1 | VV | High resolution computer printer with a variety of type styles and sheet/envelope feeder trays. Database information reflects network ready, medium duty office style laser printers. Other types of printers (bubble jet, dot matrix, line or plotter) as well as light or heavy use capabilities are available.
M5025 | Table, Instrument, Ophthalmic, Adjustable | 3 | VV | Ophthalmic adjustable instrument table. Four toed pedestal type base with foot pedal brake or hand operated clamp for securing table adjustment. Designed for use with slit lamp, ophthalmometer, perimeter and screening instruments.
M5510 | Camera, Fundus, Digital | 1 | VV | The digital fundus camera system is designed for use in diagnosing and recording ocular disorders. It shall consist of a digital imager, computer, monitor, chin rest, joy stick and software to record, store, edit and print digital images. The system may also include a system table and an adjustable patient table.
M5531 | Lamp, Slit, Photographic w/Tonometer | 1 | VV | Slit lamp with applanation tonometer. Unit consists of a base mounted ophthalmological slit lamp, with head and chin rest and manual height and focusing adjustments. The instrument also features a microscope head with parallel optics that will accept an applanation tonometer. For use in ophthalmology during diagnostic examinations. Unit to be supplied with appropriate beam splitter, 35 mm camera back, camera interface, enhanced illumination and illumination controls to permit photographs of the visual field to be obtained. Optional video/digital available.
M6050 | Retinal Imaging System, Fluoroscein/Indocyanine | 1 | VV | Digital camera system for conducting fluorescing and indocyanine green studies of the choroid of the retina. The infrared sensitive camera has interchangeable barrier and exciter filters for the different dyes. The camera transmits images to a high resolution computer system and monitors for viewing, analysis, enhancement, manipulation, recording and color printing. Database reflects pricing and physical characteristics for the entire system with its required computer.
P3200 | Lavatory, Vitreous China, Slab Type w/Sens Op Fauc | 1 | CC | Wall mounted, slab type, vitreous china, lavatory (approximately 7 x 15 x 10 inches) with faucet holes on 4 inch centers; electronic sensor operated, goose neck spout and grid strainer. It shall be suitable for use in clinics, offices and patient care areas.
9 - CEY14 - OPH Ultrasound Room, Eye Clnc | 9 - CEY14 - OPH Ultrasound Room, Eye Clnc | 9 - CEY14 - OPH Ultrasound Room, Eye Clnc | 9 - CEY14 - OPH Ultrasound Room, Eye Clnc | 9 - CEY14 - OPH Ultrasound Room, Eye Clnc
JSN | NAME | QTY | ACQ/INS | DESCRIPTION
A1010 | Telecommunication Outlet | 5 | VV | Telecommunication outlet location.
A1017 | Telephone, Wall Mounted, Multi-Line, With Speaker | 1 | VV | Telephone, wall mounted, multi-line with speaker.
A1066 | Mirror, Float Glass, With SS Frame | 1 | CC | A high quality 1/4" polished float glass mirror 36X18, framed in a one-piece, bright polished, stainless steel channel frame with 90° mitered corners. All edges of the mirror are protected by absorbing filler strips. Mirror has a galvanized steel back with integral horizontal hanging brackets and wall hanger for concealed mounting. For mounting above single wall mounted lavatories located in toilet areas, Doctors examination offices, etc. May also be used above double lavatories, either wall or countertop mounted, found in restroom areas.
A5048 | Cabinet, Medication, Security, Wall Mounted | 1 | VV | Wall-mounted cabinet for secure storage of medications. Unit has adjustable shelves, may be keyed or electronic combination lock. Cabinet is made of metal and exterior finish may be powder coat paint or wood laminate. Size is approximately 25" H x 20" W x 7" D.
A5075 | Dispenser, Soap, Disposable | 1 | VV | Disposable soap dispenser. One-handed dispensing operation. Designed to accommodate disposable soap cartridge and valve.
A5077 | Dispenser, Hand Sanitizer, Hands-Free | 1 | VV | A touch free wall-mounted hand sanitizer dispenser. For use throughout a healthcare facility. Unit does not include the sanitizing liquid. Units are battery operated.
A5082 | Dispenser, Paper Towel, Sensor, Hands Free | 1 | CC | A surface mounted, sensor activated, automatic, roll paper towel dispenser. The unit dispenses a paper towel automatically only when hands are place in position below the dispenser for maximum sanitation and hygiene. May include adjustable settings for sheet length, time delay, and sensor range. Unit is battery operated or with optional AC power adapter.
A5106 | Waste Disposal Unit, Sharps w/Glove Dispenser | 1 | VV | The unit is designed for the disposal of sharps and complies with OSHA guidelines for the handling of sharps. It shall house a 5 quart container and be capable of being mounted on a wall. It shall have a glove dispenser attached. The unit shall be secured by a locked enclosure.
A5145 | Hook, Garment, Double, SS, Surface Mounted | 1 | CC | A surface mounted, satin finish stainless steel, double garment hook. Equipped with a concealed mounting bracket that is secured to a concealed wall plate. For general purpose use throughout the facility to hang various items of apparel.
A5225 | Bracket, Dual Computer Monitor, Desk-Mounted | 1 | VV | Desk-mounted bracket that supports two LCD computer monitors, or laptop and monitor configuration. Extends LCD's or labtop up to 25" with an adjustment range of 18". Desk clamp attaches to edge up to 2.6" thick. Maximum combined weight supported not to exceed 50 lbs.
A6046 | Artwork, Decorative, With Frame | 1 | VV | This JSN is to be used for determining and defining location of decorative artwork.
E0224 | Worksurface, Computer, O/H Cab, Wall Mtd, 60" W | 1 | VV | THIS TYPICAL INCLUDES: 3 Vertical Hanging Strips 2 Lockable Flipper Units 2 Shelves, Storage/Display 2 Lights 1 Tack board 2 Tool Rails 2 Paper Trays 1 Diagonal Tray 1 Cantilevered Work Surface 1 Adjustable Keyboard Tray 1 Stationary Pedestal, Box/Box/File
F0205 | Chair, Side With Arms | 1 | VV | Upholstered side chair, 32" high X 21" wide X 23" deep with arms, padded seats and padded backs. Seat height is a minimum of 17". Available with or without sled base.
F0340 | Stool, Self Adjusting | 1 | VV | Self adjusting stool. Consists of a foam padded upholstered seat with attached foot rest for added comfort. Mounted on swivel casters. Designed for doctor's use during examinations.
F2010 | Basket, Wastepaper, Step-On | 1 | VV | "Step-on" wastepaper basket with inner liner and foot petal activated flip top.
F3200 | Clock, Battery, 12" Diameter | 1 | VV | Clock, 12" diameter. Round surface, easy to read numbers with sweep second hand. Wall mounted unit for use when impractical to install a fully synchronized clock system. Battery operated, (batteries not included).
M1800 | Monitor, Computer | 1 | VV | A high definition LED computer monitor with minimum 1920 x 1080 resolution, 4ms response time, 25 inch class display size, compatible with desk or arm mounted. Monitor is VESA compatible and Energy Star compliant.
M1801 | Computer, Microprocessing, w/Flat Panel Monitor | 1 | VV | Desk top microprocessing computer. The unit shall consist of a central processing mini tower, flat panel monitor, keyboard, mouse and speakers. The system shall have the following minimum characteristics: a 2.8 GHz Pentium processor; 512 MB memory; 80GB hard drive; 32/48x CD-ROMDVD combo; 1.44MB network interface card; video 32 MB NVIDIA; a 18 inch flat panel monitor. The computer is used throughout the facility to input, manipulate and retrieve information.
M1825 | Printer, Computer | 1 | VV | High resolution computer printer with a variety of type styles and sheet/envelope feeder trays. Database information reflects network ready, medium duty office style laser printers. Other types of printers (bubble jet, dot matrix, line or plotter) as well as light or heavy use capabilities are available.
M4915 | Chair, Exam/Treatment, ENT, w/Adjustable Light | 1 | VV | ENT exam/treatment chair with adjustable light. Chair can be rotated 330 degrees locking at desired position. Unit is electrically powered for precise positioning and has an adjustable headrest and armrest. It may include an adjustable gooseneck light. Unit is designed for use during examinations, treatments, and minor procedures.
M5574 | Biometer, IOL Calculator | 1 | VV | An ocular measuring device that can measure various anatomical characteristics of the eye necessary to calculate the power of IOL (Intraocular Lens) calculations for cataract surgery. It measures these necessary values successively through a non-contact optical measurement method.
P3200 | Lavatory, Vitreous China, Slab Type w/Sens Op Fauc | 1 | CC | Wall mounted, slab type, vitreous china, lavatory (approximately 7 x 15 x 10 inches) with faucet holes on 4 inch centers; electronic sensor operated, goose neck spout and grid strainer. It shall be suitable for use in clinics, offices and patient care areas.
X2112 | Scanner, Ultrasound, Opthalmic | 1 | VV | A high-resolution ultrasound system capable of utilizing a range of transducer frequencies for imaging of various ophthalmic structures. Configurable as a B-scan, UMB, or combination system with optional A-scan. Features include four preset scan modes, integrated computer hardware, two RAID-configured SATA 1 TB or higher drives, 21" HD monitor, wireless keyboard and mouse interface. Able to interface with image management and EMR systems.
10 - CEY15 - OPH Tomography Room, Eye Clnc | 10 - CEY15 - OPH Tomography Room, Eye Clnc | 10 - CEY15 - OPH Tomography Room, Eye Clnc | 10 - CEY15 - OPH Tomography Room, Eye Clnc | 10 - CEY15 - OPH Tomography Room, Eye Clnc
JSN | NAME | QTY | ACQ/INS | DESCRIPTION
A1010 | Telecommunication Outlet | 4 | VV | Telecommunication outlet location.
A1017 | Telephone, Wall Mounted, Multi-Line, With Speaker | 1 | VV | Telephone, wall mounted, multi-line with speaker.
A1066 | Mirror, Float Glass, With SS Frame | 1 | CC | A high quality 1/4" polished float glass mirror 36X18, framed in a one-piece, bright polished, stainless steel channel frame with 90° mitered corners. All edges of the mirror are protected by absorbing filler strips. Mirror has a galvanized steel back with integral horizontal hanging brackets and wall hanger for concealed mounting. For mounting above single wall mounted lavatories located in toilet areas, Doctors examination offices, etc. May also be used above double lavatories, either wall or countertop mounted, found in restroom areas.
A5048 | Cabinet, Medication, Security, Wall Mounted | 1 | VV | Wall-mounted cabinet for secure storage of medications. Unit has adjustable shelves, may be keyed or electronic combination lock. Cabinet is made of metal and exterior finish may be powder coat paint or wood laminate. Size is approximately 25" H x 20" W x 7" D.
A5075 | Dispenser, Soap, Disposable | 1 | VV | Disposable soap dispenser. One-handed dispensing operation. Designed to accommodate disposable soap cartridge and valve.
A5077 | Dispenser, Hand Sanitizer, Hands-Free | 1 | VV | A touch free wall-mounted hand sanitizer dispenser. For use throughout a healthcare facility. Unit does not include the sanitizing liquid. Units are battery operated.
A5082 | Dispenser, Paper Towel, Sensor, Hands Free | 1 | CC | A surface mounted, sensor activated, automatic, roll paper towel dispenser. The unit dispenses a paper towel automatically only when hands are place in position below the dispenser for maximum sanitation and hygiene. May include adjustable settings for sheet length, time delay, and sensor range. Unit is battery operated or with optional AC power adapter.
A5106 | Waste Disposal Unit, Sharps w/Glove Dispenser | 1 | VV | The unit is designed for the disposal of sharps and complies with OSHA guidelines for the handling of sharps. It shall house a 5 quart container and be capable of being mounted on a wall. It shall have a glove dispenser attached. The unit shall be secured by a locked enclosure.
A5145 | Hook, Garment, Double, SS, Surface Mounted | 1 | CC | A surface mounted, satin finish stainless steel, double garment hook. Equipped with a concealed mounting bracket that is secured to a concealed wall plate. For general purpose use throughout the facility to hang various items of apparel.
A5225 | Bracket, Dual Computer Monitor, Desk-Mounted | 1 | VV | Desk-mounted bracket that supports two LCD computer monitors, or laptop and monitor configuration. Extends LCD's or labtop up to 25" with an adjustment range of 18". Desk clamp attaches to edge up to 2.6" thick. Maximum combined weight supported not to exceed 50 lbs.
A6046 | Artwork, Decorative, With Frame | 1 | VV | This JSN is to be used for determining and defining location of decorative artwork.
E0224 | Worksurface, Computer, O/H Cab, Wall Mtd, 60" W | 1 | VV | THIS TYPICAL INCLUDES: 3 Vertical Hanging Strips 2 Lockable Flipper Units 2 Shelves, Storage/Display 2 Lights 1 Tack board 2 Tool Rails 2 Paper Trays 1 Diagonal Tray 1 Cantilevered Work Surface 1 Adjustable Keyboard Tray 1 Stationary Pedestal, Box/Box/File
F0205 | Chair, Side With Arms | 2 | VV | Upholstered side chair, 32" high X 21" wide X 23" deep with arms, padded seats and padded backs. Seat height is a minimum of 17". Available with or without sled base.
F0340 | Stool, Self Adjusting | 2 | VV | Self adjusting stool. Consists of a foam padded upholstered seat with attached foot rest for added comfort. Mounted on swivel casters. Designed for doctor's use during examinations.
F2010 | Basket, Wastepaper, Step-On | 1 | VV | "Step-on" wastepaper basket with inner liner and foot petal activated flip top.
F3200 | Clock, Battery, 12" Diameter | 1 | VV | Clock, 12" diameter. Round surface, easy to read numbers with sweep second hand. Wall mounted unit for use when impractical to install a fully synchronized clock system. Battery operated, (batteries not included).
M1800 | Monitor, Computer | 1 | VV | A high definition LED computer monitor with minimum 1920 x 1080 resolution, 4ms response time, 25 inch class display size, compatible with desk or arm mounted. Monitor is VESA compatible and Energy Star compliant.
M1801 | Computer, Microprocessing, w/Flat Panel Monitor | 1 | VV | Desk top microprocessing computer. The unit shall consist of a central processing mini tower, flat panel monitor, keyboard, mouse and speakers. The system shall have the following minimum characteristics: a 2.8 GHz Pentium processor; 512 MB memory; 80GB hard drive; 32/48x CD-ROMDVD combo; 1.44MB network interface card; video 32 MB NVIDIA; a 18 inch flat panel monitor. The computer is used throughout the facility to input, manipulate and retrieve information.
M1825 | Printer, Computer | 1 | VV | High resolution computer printer with a variety of type styles and sheet/envelope feeder trays. Database information reflects network ready, medium duty office style laser printers. Other types of printers (bubble jet, dot matrix, line or plotter) as well as light or heavy use capabilities are available.
M5025 | Table, Instrument, Ophthalmic, Adjustable | 2 | VV | Ophthalmic adjustable instrument table. Four toed pedestal type base with foot pedal brake or hand operated clamp for securing table adjustment. Designed for use with slit lamp, ophthalmometer, perimeter and screening instruments.
M5551 | Tomography System, Optical Coherence (OCT) | 2 | VV | Optical Coherence Tomography (OCT) is an instrument used to take high resolution images of the retina that can help diagnose different diseases related to macular degeneration and diabetic retinopathy.
P3200 | Lavatory, Vitreous China, Slab Type w/Sens Op Fauc | 1 | CC | Wall mounted, slab type, vitreous china, lavatory (approximately 7 x 15 x 10 inches) with faucet holes on 4 inch centers; electronic sensor operated, goose neck spout and grid strainer. It shall be suitable for use in clinics, offices and patient care areas.
11 - CEY16 - OPH Imaging Room, Eye Clnc | 11 - CEY16 - OPH Imaging Room, Eye Clnc | 11 - CEY16 - OPH Imaging Room, Eye Clnc | 11 - CEY16 - OPH Imaging Room, Eye Clnc | 11 - CEY16 - OPH Imaging Room, Eye Clnc
JSN | NAME | QTY | ACQ/INS | DESCRIPTION
A1010 | Telecommunication Outlet | 4 | VV | Telecommunication outlet location.
A1017 | Telephone, Wall Mounted, Multi-Line, With Speaker | 1 | VV | Telephone, wall mounted, multi-line with speaker.
A1066 | Mirror, Float Glass, With SS Frame | 1 | CC | A high quality 1/4" polished float glass mirror 36X18, framed in a one-piece, bright polished, stainless steel channel frame with 90° mitered corners. All edges of the mirror are protected by absorbing filler strips. Mirror has a galvanized steel back with integral horizontal hanging brackets and wall hanger for concealed mounting. For mounting above single wall mounted lavatories located in toilet areas, Doctors examination offices, etc. May also be used above double lavatories, either wall or countertop mounted, found in restroom areas.
A5048 | Cabinet, Medication, Security, Wall Mounted | 1 | VV | Wall-mounted cabinet for secure storage of medications. Unit has adjustable shelves, may be keyed or electronic combination lock. Cabinet is made of metal and exterior finish may be powder coat paint or wood laminate. Size is approximately 25" H x 20" W x 7" D.
A5075 | Dispenser, Soap, Disposable | 1 | VV | Disposable soap dispenser. One-handed dispensing operation. Designed to accommodate disposable soap cartridge and valve.
A5077 | Dispenser, Hand Sanitizer, Hands-Free | 1 | VV | A touch free wall-mounted hand sanitizer dispenser. For use throughout a healthcare facility. Unit does not include the sanitizing liquid. Units are battery operated.
A5082 | Dispenser, Paper Towel, Sensor, Hands Free | 1 | CC | A surface mounted, sensor activated, automatic, roll paper towel dispenser. The unit dispenses a paper towel automatically only when hands are place in position below the dispenser for maximum sanitation and hygiene. May include adjustable settings for sheet length, time delay, and sensor range. Unit is battery operated or with optional AC power adapter.
A5106 | Waste Disposal Unit, Sharps w/Glove Dispenser | 1 | VV | The unit is designed for the disposal of sharps and complies with OSHA guidelines for the handling of sharps. It shall house a 5 quart container and be capable of being mounted on a wall. It shall have a glove dispenser attached. The unit shall be secured by a locked enclosure.
A5145 | Hook, Garment, Double, SS, Surface Mounted | 1 | CC | A surface mounted, satin finish stainless steel, double garment hook. Equipped with a concealed mounting bracket that is secured to a concealed wall plate. For general purpose use throughout the facility to hang various items of apparel.
A5225 | Bracket, Dual Computer Monitor, Desk-Mounted | 1 | VV | Desk-mounted bracket that supports two LCD computer monitors, or laptop and monitor configuration. Extends LCD's or labtop up to 25" with an adjustment range of 18". Desk clamp attaches to edge up to 2.6" thick. Maximum combined weight supported not to exceed 50 lbs.
A6046 | Artwork, Decorative, With Frame | 1 | VV | This JSN is to be used for determining and defining location of decorative artwork.
E0204 | Worksurface, w/Overhd Cab & Drwrs, Wall Mtd, 24" W | 1 | VV | THIS TYPICAL INCLUDES: 2 Vertical Hanging Strips 1 Lockable Flipper Unit 1 Shelf, Storage/Display 1 Light 1 Cantilevered Work Surface 2 Storage Frames 2 Drawers, 3"H 3 Drawers, 6"H
E0224 | Worksurface, Computer, O/H Cab, Wall Mtd, 60" W | 1 | VV | THIS TYPICAL INCLUDES: 3 Vertical Hanging Strips 2 Lockable Flipper Units 2 Shelves, Storage/Display 2 Lights 1 Tack board 2 Tool Rails 2 Paper Trays 1 Diagonal Tray 1 Cantilevered Work Surface 1 Adjustable Keyboard Tray 1 Stationary Pedestal, Box/Box/File
F0205 | Chair, Side With Arms | 2 | VV | Upholstered side chair, 32" high X 21" wide X 23" deep with arms, padded seats and padded backs. Seat height is a minimum of 17". Available with or without sled base.
F0340 | Stool, Self Adjusting | 2 | VV | Self adjusting stool. Consists of a foam padded upholstered seat with attached foot rest for added comfort. Mounted on swivel casters. Designed for doctor's use during examinations.
F2010 | Basket, Wastepaper, Step-On | 1 | VV | "Step-on" wastepaper basket with inner liner and foot petal activated flip top.
F3200 | Clock, Battery, 12" Diameter | 1 | VV | Clock, 12" diameter. Round surface, easy to read numbers with sweep second hand. Wall mounted unit for use when impractical to install a fully synchronized clock system. Battery operated, (batteries not included).
M1801 | Computer, Microprocessing, w/Flat Panel Monitor | 1 | VV | Desk top microprocessing computer. The unit shall consist of a central processing mini tower, flat panel monitor, keyboard, mouse and speakers. The system shall have the following minimum characteristics: a 2.8 GHz Pentium processor; 512 MB memory; 80GB hard drive; 32/48x CD-ROMDVD combo; 1.44MB network interface card; video 32 MB NVIDIA; a 18 inch flat panel monitor. The computer is used throughout the facility to input, manipulate and retrieve information.
M1825 | Printer, Computer | 1 | VV | High resolution computer printer with a variety of type styles and sheet/envelope feeder trays. Database information reflects network ready, medium duty office style laser printers. Other types of printers (bubble jet, dot matrix, line or plotter) as well as light or heavy use capabilities are available.
M5025 | Table, Instrument, Ophthalmic, Adjustable | 2 | VV | Ophthalmic adjustable instrument table. Four toed pedestal type base with foot pedal brake or hand operated clamp for securing table adjustment. Designed for use with slit lamp, ophthalmometer, perimeter and screening instruments.
M5564 | Microscope, Specular | 1 | VV | Microscopy camera used to examine and photograph the inner surface of the corneal. Used to diagnose common ocular conditions such as glaucoma and dystrophy.
M6045 | Corneal Topography Unit | 1 | VV | Computerized corneal mapping system for pre- and post- surgical diagnosis of astigmatism, refractive error, irregularly shaped corneas and other eye conditions. The unit performs analysis of 5,000 - 6,000 different points on a ring pattern reflected from the patient's cornea to quantify the curvature and contours of the corneal surface.
P3200 | Lavatory, Vitreous China, Slab Type w/Sens Op Fauc | 1 | CC | Wall mounted, slab type, vitreous china, lavatory (approximately 7 x 15 x 10 inches) with faucet holes on 4 inch centers; electronic sensor operated, goose neck spout and grid strainer. It shall be suitable for use in clinics, offices and patient care areas.
12 - CEY21 - OPH YAG Laser Room, Eye Clnc | 12 - CEY21 - OPH YAG Laser Room, Eye Clnc | 12 - CEY21 - OPH YAG Laser Room, Eye Clnc | 12 - CEY21 - OPH YAG Laser Room, Eye Clnc | 12 - CEY21 - OPH YAG Laser Room, Eye Clnc
JSN | NAME | QTY | ACQ/INS | DESCRIPTION
A1010 | Telecommunication Outlet | 2 | VV | Telecommunication outlet location.
A1017 | Telephone, Wall Mounted, Multi-Line, With Speaker | 1 | VV | Telephone, wall mounted, multi-line with speaker.
A5075 | Dispenser, Soap, Disposable | 1 | VV | Disposable soap dispenser. One-handed dispensing operation. Designed to accommodate disposable soap cartridge and valve.
A5077 | Dispenser, Hand Sanitizer, Hands-Free | 1 | VV | A touch free wall-mounted hand sanitizer dispenser. For use throughout a healthcare facility. Unit does not include the sanitizing liquid. Units are battery operated.
A5082 | Dispenser, Paper Towel, Sensor, Hands Free | 1 | CC | A surface mounted, sensor activated, automatic, roll paper towel dispenser. The unit dispenses a paper towel automatically only when hands are place in position below the dispenser for maximum sanitation and hygiene. May include adjustable settings for sheet length, time delay, and sensor range. Unit is battery operated or with optional AC power adapter.
A5106 | Waste Disposal Unit, Sharps w/Glove Dispenser | 1 | VV | The unit is designed for the disposal of sharps and complies with OSHA guidelines for the handling of sharps. It shall house a 5 quart container and be capable of being mounted on a wall. It shall have a glove dispenser attached. The unit shall be secured by a locked enclosure.
A5145 | Hook, Garment, Double, SS, Surface Mounted | 1 | CC | A surface mounted, satin finish stainless steel, double garment hook. Equipped with a concealed mounting bracket that is secured to a concealed wall plate. For general purpose use throughout the facility to hang various items of apparel.
A5225 | Bracket, Dual Computer Monitor, Desk-Mounted | 1 | VV | Desk-mounted bracket that supports two LCD computer monitors, or laptop and monitor configuration. Extends LCD's or labtop up to 25" with an adjustment range of 18". Desk clamp attaches to edge up to 2.6" thick. Maximum combined weight supported not to exceed 50 lbs.
A6046 | Artwork, Decorative, With Frame | 1 | VV | This JSN is to be used for determining and defining location of decorative artwork.
E0204 | Worksurface, w/Overhd Cab & Drwrs, Wall Mtd, 24" W | 1 | VV | THIS TYPICAL INCLUDES: 2 Vertical Hanging Strips 1 Lockable Flipper Unit 1 Shelf, Storage/Display 1 Light 1 Cantilevered Work Surface 2 Storage Frames 2 Drawers, 3"H 3 Drawers, 6"H
E0224 | Worksurface, Computer, O/H Cab, Wall Mtd, 60" W | 1 | VV | THIS TYPICAL INCLUDES: 3 Vertical Hanging Strips 2 Lockable Flipper Units 2 Shelves, Storage/Display 2 Lights 1 Tack board 2 Tool Rails 2 Paper Trays 1 Diagonal Tray 1 Cantilevered Work Surface 1 Adjustable Keyboard Tray 1 Stationary Pedestal, Box/Box/File
F0340 | Stool, Self Adjusting | 1 | VV | Self adjusting stool. Consists of a foam padded upholstered seat with attached foot rest for added comfort. Mounted on swivel casters. Designed for doctor's use during examinations.
F2010 | Basket, Wastepaper, Step-On | 1 | VV | "Step-on" wastepaper basket with inner liner and foot petal activated flip top.
F3200 | Clock, Battery, 12" Diameter | 1 | VV | Clock, 12" diameter. Round surface, easy to read numbers with sweep second hand. Wall mounted unit for use when impractical to install a fully synchronized clock system. Battery operated, (batteries not included).
M1800 | Monitor, Computer | 1 | VV | A high definition LED computer monitor with minimum 1920 x 1080 resolution, 4ms response time, 25 inch class display size, compatible with desk or arm mounted. Monitor is VESA compatible and Energy Star compliant.
M1801 | Computer, Microprocessing, w/Flat Panel Monitor | 1 | VV | Desk top microprocessing computer. The unit shall consist of a central processing mini tower, flat panel monitor, keyboard, mouse and speakers. The system shall have the following minimum characteristics: a 2.8 GHz Pentium processor; 512 MB memory; 80GB hard drive; 32/48x CD-ROMDVD combo; 1.44MB network interface card; video 32 MB NVIDIA; a 18 inch flat panel monitor. The computer is used throughout the facility to input, manipulate and retrieve information.
M1825 | Printer, Computer | 1 | VV | High resolution computer printer with a variety of type styles and sheet/envelope feeder trays. Database information reflects network ready, medium duty office style laser printers. Other types of printers (bubble jet, dot matrix, line or plotter) as well as light or heavy use capabilities are available.
M4915 | Chair, Exam/Treatment, ENT, w/Adjustable Light | 1 | VV | ENT exam/treatment chair with adjustable light. Chair can be rotated 330 degrees locking at desired position. Unit is electrically powered for precise positioning and has an adjustable headrest and armrest. It may include an adjustable gooseneck light. Unit is designed for use during examinations, treatments, and minor procedures.
M5025 | Table, Instrument, Ophthalmic, Adjustable | 1 | VV | Ophthalmic adjustable instrument table. Four toed pedestal type base with foot pedal brake or hand operated clamp for securing table adjustment. Designed for use with slit lamp, ophthalmometer, perimeter and screening instruments.
M5514 | Laser, Ophthalmic, Semiconductor Diode | 1 | VV | Ophthalmic treatment laser which uses a semiconductor diode as the source for generating a specific wavelength of light (usually 810 nm) for the treatment beam.
P3200 | Lavatory, Vitreous China, Slab Type w/Sens Op Fauc | 1 | CC | Wall mounted, slab type, vitreous china, lavatory (approximately 7 x 15 x 10 inches) with faucet holes on 4 inch centers; electronic sensor operated, goose neck spout and grid strainer. It shall be suitable for use in clinics, offices and patient care areas.
13 - CEY22 - OPH Retinal Photocoagulation Laser Room, Eye Clnc | 13 - CEY22 - OPH Retinal Photocoagulation Laser Room, Eye Clnc | 13 - CEY22 - OPH Retinal Photocoagulation Laser Room, Eye Clnc | 13 - CEY22 - OPH Retinal Photocoagulation Laser Room, Eye Clnc | 13 - CEY22 - OPH Retinal Photocoagulation Laser Room, Eye Clnc
JSN | NAME | QTY | ACQ/INS | DESCRIPTION
A1010 | Telecommunication Outlet | 2 | VV | Telecommunication outlet location.
A1017 | Telephone, Wall Mounted, Multi-Line, With Speaker | 1 | VV | Telephone, wall mounted, multi-line with speaker.
A5048 | Cabinet, Medication, Security, Wall Mounted | 1 | VV | Wall-mounted cabinet for secure storage of medications. Unit has adjustable shelves, may be keyed or electronic combination lock. Cabinet is made of metal and exterior finish may be powder coat paint or wood laminate. Size is approximately 25" H x 20" W x 7" D.
A5075 | Dispenser, Soap, Disposable | 1 | VV | Disposable soap dispenser. One-handed dispensing operation. Designed to accommodate disposable soap cartridge and valve.
A5077 | Dispenser, Hand Sanitizer, Hands-Free | 1 | VV | A touch free wall-mounted hand sanitizer dispenser. For use throughout a healthcare facility. Unit does not include the sanitizing liquid. Units are battery operated.
A5082 | Dispenser, Paper Towel, Sensor, Hands Free | 1 | CC | A surface mounted, sensor activated, automatic, roll paper towel dispenser. The unit dispenses a paper towel automatically only when hands are place in position below the dispenser for maximum sanitation and hygiene. May include adjustable settings for sheet length, time delay, and sensor range. Unit is battery operated or with optional AC power adapter.
A5106 | Waste Disposal Unit, Sharps w/Glove Dispenser | 1 | VV | The unit is designed for the disposal of sharps and complies with OSHA guidelines for the handling of sharps. It shall house a 5 quart container and be capable of being mounted on a wall. It shall have a glove dispenser attached. The unit shall be secured by a locked enclosure.
A5145 | Hook, Garment, Double, SS, Surface Mounted | 1 | CC | A surface mounted, satin finish stainless steel, double garment hook. Equipped with a concealed mounting bracket that is secured to a concealed wall plate. For general purpose use throughout the facility to hang various items of apparel.
A5225 | Bracket, Dual Computer Monitor, Desk-Mounted | 1 | VV | Desk-mounted bracket that supports two LCD computer monitors, or laptop and monitor configuration. Extends LCD's or labtop up to 25" with an adjustment range of 18". Desk clamp attaches to edge up to 2.6" thick. Maximum combined weight supported not to exceed 50 lbs.
A6046 | Artwork, Decorative, With Frame | 1 | VV | This JSN is to be used for determining and defining location of decorative artwork.
E0204 | Worksurface, w/Overhd Cab & Drwrs, Wall Mtd, 24" W | 1 | VV | THIS TYPICAL INCLUDES: 2 Vertical Hanging Strips 1 Lockable Flipper Unit 1 Shelf, Storage/Display 1 Light 1 Cantilevered Work Surface 2 Storage Frames 2 Drawers, 3"H 3 Drawers, 6"H
E0224 | Worksurface, Computer, O/H Cab, Wall Mtd, 60" W | 1 | VV | THIS TYPICAL INCLUDES: 3 Vertical Hanging Strips 2 Lockable Flipper Units 2 Shelves, Storage/Display 2 Lights 1 Tack board 2 Tool Rails 2 Paper Trays 1 Diagonal Tray 1 Cantilevered Work Surface 1 Adjustable Keyboard Tray 1 Stationary Pedestal, Box/Box/File
F0340 | Stool, Self Adjusting | 1 | VV | Self adjusting stool. Consists of a foam padded upholstered seat with attached foot rest for added comfort. Mounted on swivel casters. Designed for doctor's use during examinations.
F2010 | Basket, Wastepaper, Step-On | 1 | VV | "Step-on" wastepaper basket with inner liner and foot petal activated flip top.
F3200 | Clock, Battery, 12" Diameter | 1 | VV | Clock, 12" diameter. Round surface, easy to read numbers with sweep second hand. Wall mounted unit for use when impractical to install a fully synchronized clock system. Battery operated, (batteries not included).
M1800 | Monitor, Computer | 1 | VV | A high definition LED computer monitor with minimum 1920 x 1080 resolution, 4ms response time, 25 inch class display size, compatible with desk or arm mounted. Monitor is VESA compatible and Energy Star compliant.
M1801 | Computer, Microprocessing, w/Flat Panel Monitor | 1 | VV | Desk top microprocessing computer. The unit shall consist of a central processing mini tower, flat panel monitor, keyboard, mouse and speakers. The system shall have the following minimum characteristics: a 2.8 GHz Pentium processor; 512 MB memory; 80GB hard drive; 32/48x CD-ROMDVD combo; 1.44MB network interface card; video 32 MB NVIDIA; a 18 inch flat panel monitor. The computer is used throughout the facility to input, manipulate and retrieve information.
M1825 | Printer, Computer | 1 | VV | High resolution computer printer with a variety of type styles and sheet/envelope feeder trays. Database information reflects network ready, medium duty office style laser printers. Other types of printers (bubble jet, dot matrix, line or plotter) as well as light or heavy use capabilities are available.
M4915 | Chair, Exam/Treatment, ENT, w/Adjustable Light | 1 | VV | ENT exam/treatment chair with adjustable light. Chair can be rotated 330 degrees locking at desired position. Unit is electrically powered for precise positioning and has an adjustable headrest and armrest. It may include an adjustable gooseneck light. Unit is designed for use during examinations, treatments, and minor procedures.
M5025 | Table, Instrument, Ophthalmic, Adjustable | 1 | VV | Ophthalmic adjustable instrument table. Four toed pedestal type base with foot pedal brake or hand operated clamp for securing table adjustment. Designed for use with slit lamp, ophthalmometer, perimeter and screening instruments.
M5517 | Laser, Photocoagulation, Dual Fiber, Ophthalmology | 1 | VV | Dual fiber argon laser for ophthalmologic use. Component include: console, interfaces with endoprobe, slit lamp or indirect ophthalmoscope. This unit is used to coagulate abnormal tissue, thereby improving the prognosis of patients with abnormal vascular tissue in the retina.
P3200 | Lavatory, Vitreous China, Slab Type w/Sens Op Fauc | 1 | CC | Wall mounted, slab type, vitreous china, lavatory (approximately 7 x 15 x 10 inches) with faucet holes on 4 inch centers; electronic sensor operated, goose neck spout and grid strainer. It shall be suitable for use in clinics, offices and patient care areas.
14 - CEY23 - OPH SLT Laser Room, Eye Clnc | 14 - CEY23 - OPH SLT Laser Room, Eye Clnc | 14 - CEY23 - OPH SLT Laser Room, Eye Clnc | 14 - CEY23 - OPH SLT Laser Room, Eye Clnc | 14 - CEY23 - OPH SLT Laser Room, Eye Clnc
JSN | NAME | QTY | ACQ/INS | DESCRIPTION
A1010 | Telecommunication Outlet | 2 | VV | Telecommunication outlet location.
A1017 | Telephone, Wall Mounted, Multi-Line, With Speaker | 1 | VV | Telephone, wall mounted, multi-line with speaker.
A5075 | Dispenser, Soap, Disposable | 1 | VV | Disposable soap dispenser. One-handed dispensing operation. Designed to accommodate disposable soap cartridge and valve.
A5077 | Dispenser, Hand Sanitizer, Hands-Free | 1 | VV | A touch free wall-mounted hand sanitizer dispenser. For use throughout a healthcare facility. Unit does not include the sanitizing liquid. Units are battery operated.
A5082 | Dispenser, Paper Towel, Sensor, Hands Free | 1 | CC | A surface mounted, sensor activated, automatic, roll paper towel dispenser. The unit dispenses a paper towel automatically only when hands are place in position below the dispenser for maximum sanitation and hygiene. May include adjustable settings for sheet length, time delay, and sensor range. Unit is battery operated or with optional AC power adapter.
A5106 | Waste Disposal Unit, Sharps w/Glove Dispenser | 1 | VV | The unit is designed for the disposal of sharps and complies with OSHA guidelines for the handling of sharps. It shall house a 5 quart container and be capable of being mounted on a wall. It shall have a glove dispenser attached. The unit shall be secured by a locked enclosure.
A5145 | Hook, Garment, Double, SS, Surface Mounted | 1 | CC | A surface mounted, satin finish stainless steel, double garment hook. Equipped with a concealed mounting bracket that is secured to a concealed wall plate. For general purpose use throughout the facility to hang various items of apparel.
A5225 | Bracket, Dual Computer Monitor, Desk-Mounted | 1 | VV | Desk-mounted bracket that supports two LCD computer monitors, or laptop and monitor configuration. Extends LCD's or labtop up to 25" with an adjustment range of 18". Desk clamp attaches to edge up to 2.6" thick. Maximum combined weight supported not to exceed 50 lbs.
A6046 | Artwork, Decorative, With Frame | 1 | VV | This JSN is to be used for determining and defining location of decorative artwork.
E0204 | Worksurface, w/Overhd Cab & Drwrs, Wall Mtd, 24" W | 1 | VV | THIS TYPICAL INCLUDES: 2 Vertical Hanging Strips 1 Lockable Flipper Unit 1 Shelf, Storage/Display 1 Light 1 Cantilevered Work Surface 2 Storage Frames 2 Drawers, 3"H 3 Drawers, 6"H
E0224 | Worksurface, Computer, O/H Cab, Wall Mtd, 60" W | 1 | VV | THIS TYPICAL INCLUDES: 3 Vertical Hanging Strips 2 Lockable Flipper Units 2 Shelves, Storage/Display 2 Lights 1 Tack board 2 Tool Rails 2 Paper Trays 1 Diagonal Tray 1 Cantilevered Work Surface 1 Adjustable Keyboard Tray 1 Stationary Pedestal, Box/Box/File
F0205 | Chair, Side With Arms | 1 | VV | Upholstered side chair, 32" high X 21" wide X 23" deep with arms, padded seats and padded backs. Seat height is a minimum of 17". Available with or without sled base.
F0340 | Stool, Self Adjusting | 1 | VV | Self adjusting stool. Consists of a foam padded upholstered seat with attached foot rest for added comfort. Mounted on swivel casters. Designed for doctor's use during examinations.
F2010 | Basket, Wastepaper, Step-On | 1 | VV | "Step-on" wastepaper basket with inner liner and foot petal activated flip top.
F3200 | Clock, Battery, 12" Diameter | 1 | VV | Clock, 12" diameter. Round surface, easy to read numbers with sweep second hand. Wall mounted unit for use when impractical to install a fully synchronized clock system. Battery operated, (batteries not included).
M1800 | Monitor, Computer | 1 | VV | A high definition LED computer monitor with minimum 1920 x 1080 resolution, 4ms response time, 25 inch class display size, compatible with desk or arm mounted. Monitor is VESA compatible and Energy Star compliant.
M1801 | Computer, Microprocessing, w/Flat Panel Monitor | 1 | VV | Desk top microprocessing computer. The unit shall consist of a central processing mini tower, flat panel monitor, keyboard, mouse and speakers. The system shall have the following minimum characteristics: a 2.8 GHz Pentium processor; 512 MB memory; 80GB hard drive; 32/48x CD-ROMDVD combo; 1.44MB network interface card; video 32 MB NVIDIA; a 18 inch flat panel monitor. The computer is used throughout the facility to input, manipulate and retrieve information.
M1825 | Printer, Computer | 1 | VV | High resolution computer printer with a variety of type styles and sheet/envelope feeder trays. Database information reflects network ready, medium duty office style laser printers. Other types of printers (bubble jet, dot matrix, line or plotter) as well as light or heavy use capabilities are available.
M5025 | Table, Instrument, Ophthalmic, Adjustable | 1 | VV | Ophthalmic adjustable instrument table. Four toed pedestal type base with foot pedal brake or hand operated clamp for securing table adjustment. Designed for use with slit lamp, ophthalmometer, perimeter and screening instruments.
M5519 | Laser, SLT (Selective Laser Trabeculoplasty) | 1 | VV | An optical laser device used in the treatment of glaucoma. It uses short pulses of relatively low-energy, 532nm light to selectively target and irradiate the pigmented (melanin) cells to stimulate a process of cellular regeneration. System includes a table for the unit and a small console.
P3200 | Lavatory, Vitreous China, Slab Type w/Sens Op Fauc | 1 | CC | Wall mounted, slab type, vitreous china, lavatory (approximately 7 x 15 x 10 inches) with faucet holes on 4 inch centers; electronic sensor operated, goose neck spout and grid strainer. It shall be suitable for use in clinics, offices and patient care areas.
15 - CEY24 - OPH Electrodiagnostics Room, Eye Clnc | 15 - CEY24 - OPH Electrodiagnostics Room, Eye Clnc | 15 - CEY24 - OPH Electrodiagnostics Room, Eye Clnc | 15 - CEY24 - OPH Electrodiagnostics Room, Eye Clnc | 15 - CEY24 - OPH Electrodiagnostics Room, Eye Clnc
JSN | NAME | QTY | ACQ/INS | DESCRIPTION
A1010 | Telecommunication Outlet | 3 | VV | Telecommunication outlet location.
A1017 | Telephone, Wall Mounted, Multi-Line, With Speaker | 1 | VV | Telephone, wall mounted, multi-line with speaker.
A5048 | Cabinet, Medication, Security, Wall Mounted | 1 | VV | Wall-mounted cabinet for secure storage of medications. Unit has adjustable shelves, may be keyed or electronic combination lock. Cabinet is made of metal and exterior finish may be powder coat paint or wood laminate. Size is approximately 25" H x 20" W x 7" D.
A5075 | Dispenser, Soap, Disposable | 1 | VV | Disposable soap dispenser. One-handed dispensing operation. Designed to accommodate disposable soap cartridge and valve.
A5077 | Dispenser, Hand Sanitizer, Hands-Free | 1 | VV | A touch free wall-mounted hand sanitizer dispenser. For use throughout a healthcare facility. Unit does not include the sanitizing liquid. Units are battery operated.
A5082 | Dispenser, Paper Towel, Sensor, Hands Free | 1 | CC | A surface mounted, sensor activated, automatic, roll paper towel dispenser. The unit dispenses a paper towel automatically only when hands are place in position below the dispenser for maximum sanitation and hygiene. May include adjustable settings for sheet length, time delay, and sensor range. Unit is battery operated or with optional AC power adapter.
A5106 | Waste Disposal Unit, Sharps w/Glove Dispenser | 1 | VV | The unit is designed for the disposal of sharps and complies with OSHA guidelines for the handling of sharps. It shall house a 5 quart container and be capable of being mounted on a wall. It shall have a glove dispenser attached. The unit shall be secured by a locked enclosure.
A5145 | Hook, Garment, Double, SS, Surface Mounted | 1 | CC | A surface mounted, satin finish stainless steel, double garment hook. Equipped with a concealed mounting bracket that is secured to a concealed wall plate. For general purpose use throughout the facility to hang various items of apparel.
A6046 | Artwork, Decorative, With Frame | 1 | VV | This JSN is to be used for determining and defining location of decorative artwork.
E0204 | Worksurface, w/Overhd Cab & Drwrs, Wall Mtd, 24" W | 1 | VV | THIS TYPICAL INCLUDES: 2 Vertical Hanging Strips 1 Lockable Flipper Unit 1 Shelf, Storage/Display 1 Light 1 Cantilevered Work Surface 2 Storage Frames 2 Drawers, 3"H 3 Drawers, 6"H
E0224 | Worksurface, Computer, O/H Cab, Wall Mtd, 60" W | 1 | VV | THIS TYPICAL INCLUDES: 3 Vertical Hanging Strips 2 Lockable Flipper Units 2 Shelves, Storage/Display 2 Lights 1 Tack board 2 Tool Rails 2 Paper Trays 1 Diagonal Tray 1 Cantilevered Work Surface 1 Adjustable Keyboard Tray 1 Stationary Pedestal, Box/Box/File
F0205 | Chair, Side With Arms | 1 | VV | Upholstered side chair, 32" high X 21" wide X 23" deep with arms, padded seats and padded backs. Seat height is a minimum of 17". Available with or without sled base.
F0340 | Stool, Self Adjusting | 1 | VV | Self adjusting stool. Consists of a foam padded upholstered seat with attached foot rest for added comfort. Mounted on swivel casters. Designed for doctor's use during examinations.
F2010 | Basket, Wastepaper, Step-On | 1 | VV | "Step-on" wastepaper basket with inner liner and foot petal activated flip top.
F3200 | Clock, Battery, 12" Diameter | 1 | VV | Clock, 12" diameter. Round surface, easy to read numbers with sweep second hand. Wall mounted unit for use when impractical to install a fully synchronized clock system. Battery operated, (batteries not included).
M1801 | Computer, Microprocessing, w/Flat Panel Monitor | 1 | VV | Desk top microprocessing computer. The unit shall consist of a central processing mini tower, flat panel monitor, keyboard, mouse and speakers. The system shall have the following minimum characteristics: a 2.8 GHz Pentium processor; 512 MB memory; 80GB hard drive; 32/48x CD-ROMDVD combo; 1.44MB network interface card; video 32 MB NVIDIA; a 18 inch flat panel monitor. The computer is used throughout the facility to input, manipulate and retrieve information.
M1825 | Printer, Computer | 1 | VV | High resolution computer printer with a variety of type styles and sheet/envelope feeder trays. Database information reflects network ready, medium duty office style laser printers. Other types of printers (bubble jet, dot matrix, line or plotter) as well as light or heavy use capabilities are available.
M5606 | Electroretinographer | 1 | VV | An instrument for measuring the electrical response of the retina to light stimulation. The basic component of the ERG is a contact lens containing an electrode, which is placed on the surface of the eye. The system is available in several different configurations.
P3200 | Lavatory, Vitreous China, Slab Type w/Sens Op Fauc | 1 | CC | Wall mounted, slab type, vitreous china, lavatory (approximately 7 x 15 x 10 inches) with faucet holes on 4 inch centers; electronic sensor operated, goose neck spout and grid strainer. It shall be suitable for use in clinics, offices and patient care areas.
16 - CEY25 - OPH Specialty Testing Room, Eye Clnc | 16 - CEY25 - OPH Specialty Testing Room, Eye Clnc | 16 - CEY25 - OPH Specialty Testing Room, Eye Clnc | 16 - CEY25 - OPH Specialty Testing Room, Eye Clnc | 16 - CEY25 - OPH Specialty Testing Room, Eye Clnc
JSN | NAME | QTY | ACQ/INS | DESCRIPTION
A1010 | Telecommunication Outlet | 8 | VV | Telecommunication outlet location.
A1025 | Telephone, Desk, Low Vision | 1 | VV | A telephone for the visually and hearing impaired. Telephone should have an oversized keypad, variable ringer with visual and extra loud functions with hearing aide compatibility.
A1066 | Mirror, Float Glass, With SS Frame | 1 | CC | A high quality 1/4" polished float glass mirror 36X18, framed in a one-piece, bright polished, stainless steel channel frame with 90° mitered corners. All edges of the mirror are protected by absorbing filler strips. Mirror has a galvanized steel back with integral horizontal hanging brackets and wall hanger for concealed mounting. For mounting above single wall mounted lavatories located in toilet areas, Doctors examination offices, etc. May also be used above double lavatories, either wall or countertop mounted, found in restroom areas.
A5075 | Dispenser, Soap, Disposable | 1 | VV | Disposable soap dispenser. One-handed dispensing operation. Designed to accommodate disposable soap cartridge and valve.
A5077 | Dispenser, Hand Sanitizer, Hands-Free | 1 | VV | A touch free wall-mounted hand sanitizer dispenser. For use throughout a healthcare facility. Unit does not include the sanitizing liquid. Units are battery operated.
A5082 | Dispenser, Paper Towel, Sensor, Hands Free | 1 | CC | A surface mounted, sensor activated, automatic, roll paper towel dispenser. The unit dispenses a paper towel automatically only when hands are place in position below the dispenser for maximum sanitation and hygiene. May include adjustable settings for sheet length, time delay, and sensor range. Unit is battery operated or with optional AC power adapter.
A5106 | Waste Disposal Unit, Sharps w/Glove Dispenser | 1 | VV | The unit is designed for the disposal of sharps and complies with OSHA guidelines for the handling of sharps. It shall house a 5 quart container and be capable of being mounted on a wall. It shall have a glove dispenser attached. The unit shall be secured by a locked enclosure.
A5145 | Hook, Garment, Double, SS, Surface Mounted | 1 | CC | A surface mounted, satin finish stainless steel, double garment hook. Equipped with a concealed mounting bracket that is secured to a concealed wall plate. For general purpose use throughout the facility to hang various items of apparel.
A5225 | Bracket, Dual Computer Monitor, Desk-Mounted | 1 | VV | Desk-mounted bracket that supports two LCD computer monitors, or laptop and monitor configuration. Extends LCD's or labtop up to 25" with an adjustment range of 18". Desk clamp attaches to edge up to 2.6" thick. Maximum combined weight supported not to exceed 50 lbs.
A6046 | Artwork, Decorative, With Frame | 1 | VV | This JSN is to be used for determining and defining location of decorative artwork.
E0216 | Worksurface, w/Overhd Cab & Drwrs, Wall Mtd, 60" W | 2 | VV | THIS TYPICAL INCLUDES: 3 Vertical Hanging Strips 2 Lockable Flipper Units 2 Shelves, Storage/Display 2 Lights 1 Cantilevered Work Surface 4 Storage Frames 4 Drawers, 3"H 6 Drawers, 6"H
F0340 | Stool, Self Adjusting | 2 | VV | Self adjusting stool. Consists of a foam padded upholstered seat with attached foot rest for added comfort. Mounted on swivel casters. Designed for doctor's use during examinations.
F2010 | Basket, Wastepaper, Step-On | 1 | VV | "Step-on" wastepaper basket with inner liner and foot petal activated flip top.
F3200 | Clock, Battery, 12" Diameter | 1 | VV | Clock, 12" diameter. Round surface, easy to read numbers with sweep second hand. Wall mounted unit for use when impractical to install a fully synchronized clock system. Battery operated, (batteries not included).
M1800 | Monitor, Computer | 1 | VV | A high definition LED computer monitor with minimum 1920 x 1080 resolution, 4ms response time, 25 inch class display size, compatible with desk or arm mounted. Monitor is VESA compatible and Energy Star compliant.
M1801 | Computer, Microprocessing, w/Flat Panel Monitor | 1 | VV | Desk top microprocessing computer. The unit shall consist of a central processing mini tower, flat panel monitor, keyboard, mouse and speakers. The system shall have the following minimum characteristics: a 2.8 GHz Pentium processor; 512 MB memory; 80GB hard drive; 32/48x CD-ROMDVD combo; 1.44MB network interface card; video 32 MB NVIDIA; a 18 inch flat panel monitor. The computer is used throughout the facility to input, manipulate and retrieve information.
M1825 | Printer, Computer | 1 | VV | High resolution computer printer with a variety of type styles and sheet/envelope feeder trays. Database information reflects network ready, medium duty office style laser printers. Other types of printers (bubble jet, dot matrix, line or plotter) as well as light or heavy use capabilities are available.
P3200 | Lavatory, Vitreous China, Slab Type w/Sens Op Fauc | 1 | CC | Wall mounted, slab type, vitreous china, lavatory (approximately 7 x 15 x 10 inches) with faucet holes on 4 inch centers; electronic sensor operated, goose neck spout and grid strainer. It shall be suitable for use in clinics, offices and patient care areas.
17 - CEY26 - OPH Low Vision / Polytrauma Training Room, Eye Clnc | 17 - CEY26 - OPH Low Vision / Polytrauma Training Room, Eye Clnc | 17 - CEY26 - OPH Low Vision / Polytrauma Training Room, Eye Clnc | 17 - CEY26 - OPH Low Vision / Polytrauma Training Room, Eye Clnc | 17 - CEY26 - OPH Low Vision / Polytrauma Training Room, Eye Clnc
JSN | NAME | QTY | ACQ/INS | DESCRIPTION
A1010 | Telecommunication Outlet | 7 | VV | Telecommunication outlet location.
A1015 | Telephone, Desk, Multiple Line | 1 | VV | Telephone, desk, multiple line.
A1025 | Telephone, Desk, Low Vision | 1 | VV | A telephone for the visually and hearing impaired. Telephone should have an oversized keypad, variable ringer with visual and extra loud functions with hearing aide compatibility.
A1066 | Mirror, Float Glass, With SS Frame | 1 | CC | A high quality 1/4" polished float glass mirror 36X18, framed in a one-piece, bright polished, stainless steel channel frame with 90° mitered corners. All edges of the mirror are protected by absorbing filler strips. Mirror has a galvanized steel back with integral horizontal hanging brackets and wall hanger for concealed mounting. For mounting above single wall mounted lavatories located in toilet areas, Doctors examination offices, etc. May also be used above double lavatories, either wall or countertop mounted, found in restroom areas.
A5075 | Dispenser, Soap, Disposable | 1 | VV | Disposable soap dispenser. One-handed dispensing operation. Designed to accommodate disposable soap cartridge and valve.
A5077 | Dispenser, Hand Sanitizer, Hands-Free | 1 | VV | A touch free wall-mounted hand sanitizer dispenser. For use throughout a healthcare facility. Unit does not include the sanitizing liquid. Units are battery operated.
A5082 | Dispenser, Paper Towel, Sensor, Hands Free | 1 | CC | A surface mounted, sensor activated, automatic, roll paper towel dispenser. The unit dispenses a paper towel automatically only when hands are place in position below the dispenser for maximum sanitation and hygiene. May include adjustable settings for sheet length, time delay, and sensor range. Unit is battery operated or with optional AC power adapter.
A5145 | Hook, Garment, Double, SS, Surface Mounted | 3 | CC | A surface mounted, satin finish stainless steel, double garment hook. Equipped with a concealed mounting bracket that is secured to a concealed wall plate. For general purpose use throughout the facility to hang various items of apparel.
A5225 | Bracket, Dual Computer Monitor, Desk-Mounted | 3 | VV | Desk-mounted bracket that supports two LCD computer monitors, or laptop and monitor configuration. Extends LCD's or labtop up to 25" with an adjustment range of 18". Desk clamp attaches to edge up to 2.6" thick. Maximum combined weight supported not to exceed 50 lbs.
E0212 | Worksurface, w/Overhd Cab & Drwrs, Wall Mtd, 48" W | 1 | VV | THIS TYPICAL INCLUDES: 2 Vertical Hanging Strips 1 Lockable Flipper Unit 1 Shelf, Storage/Display 1 Light 1 Cantilevered Work Surface 4 Storage Frames 4 Drawers, 3"H 6 Drawers, 6"H
E0214 | Worksurface, w/Overhead Cab, Wall Mtd, 60" W | 3 | VV | THIS TYPICAL INCLUDES: 3 Vertical Hanging Strips 2 Lockable Flipper Units 2 Shelves, Storage/Display 2 Lights 1 Cantilevered Work Surface
E0820 | Module, Storage, 2-Drw Lateral File & Bookcase | 1 | VV | A combination cabinet with a two drawer lateral file base and a open three shelf bookcase on top.
E0906 | Locker, Supply, General, Wall Mtd, 23"W x 20"D | 1 | VV | THIS TYPICAL INCLUDES: 1 Wall Mounted Rail 1 Locked Storage Container 2 Tray/Shelves 1 Drawer, 3"H 3 Drawers, 6"H 2 Drawers, 9"H 1 Tray/Shelf Divider Drawer Organizer Bins Consider the need for an E0921 to transport the locker from place to place.
F0300 | Chair, Task, Swivel, With Arms | 6 | VV | Task chair, approximately 34" H X 26" W X 22" D with adjustable arms and a five caster adjustable swivel base. Seat and back are foam padded and upholstered in woven fabric or vinyl.
F2010 | Basket, Wastepaper, Step-On | 1 | VV | "Step-on" wastepaper basket with inner liner and foot petal activated flip top.
F3200 | Clock, Battery, 12" Diameter | 1 | VV | Clock, 12" diameter. Round surface, easy to read numbers with sweep second hand. Wall mounted unit for use when impractical to install a fully synchronized clock system. Battery operated, (batteries not included).
M1800 | Monitor, Computer | 3 | VV | A high definition LED computer monitor with minimum 1920 x 1080 resolution, 4ms response time, 25 inch class display size, compatible with desk or arm mounted. Monitor is VESA compatible and Energy Star compliant.
M1801 | Computer, Microprocessing, w/Flat Panel Monitor | 3 | VV | Desk top microprocessing computer. The unit shall consist of a central processing mini tower, flat panel monitor, keyboard, mouse and speakers. The system shall have the following minimum characteristics: a 2.8 GHz Pentium processor; 512 MB memory; 80GB hard drive; 32/48x CD-ROMDVD combo; 1.44MB network interface card; video 32 MB NVIDIA; a 18 inch flat panel monitor. The computer is used throughout the facility to input, manipulate and retrieve information.
M1825 | Printer, Computer | 1 | VV | High resolution computer printer with a variety of type styles and sheet/envelope feeder trays. Database information reflects network ready, medium duty office style laser printers. Other types of printers (bubble jet, dot matrix, line or plotter) as well as light or heavy use capabilities are available.
P3200 | Lavatory, Vitreous China, Slab Type w/Sens Op Fauc | 1 | CC | Wall mounted, slab type, vitreous china, lavatory (approximately 7 x 15 x 10 inches) with faucet holes on 4 inch centers; electronic sensor operated, goose neck spout and grid strainer. It shall be suitable for use in clinics, offices and patient care areas.
18 - CEY31 - OPH Low Vision / Polytrauma Training Storage Room, Eye Clnc | 18 - CEY31 - OPH Low Vision / Polytrauma Training Storage Room, Eye Clnc | 18 - CEY31 - OPH Low Vision / Polytrauma Training Storage Room, Eye Clnc | 18 - CEY31 - OPH Low Vision / Polytrauma Training Storage Room, Eye Clnc | 18 - CEY31 - OPH Low Vision / Polytrauma Training Storage Room, Eye Clnc
JSN | NAME | QTY | ACQ/INS | DESCRIPTION
A1010 | Telecommunication Outlet | 1 | VV | Telecommunication outlet location.
A1014 | Telephone, Wall Mounted, 1 Line, With Speaker | 1 | VV | Telephone, wall mounted, 1 line, with speaker.
M2055 | Shelving, Storage, Wire, CRS, w/Adjustable Shelves | 4 | VV | Stationary, wire, shelving unit. Unit has fully adjustable shelves constructed of stainless steel. For use in general purpose storage areas. Shelving is provided in various sizes and configurations. Price provided is for a unit approximately 74"H x 18"D x 48"W with four shelves.
19 - SB201 - OPH Patient Toilet, Bldg Sprt | 19 - SB201 - OPH Patient Toilet, Bldg Sprt | 19 - SB201 - OPH Patient Toilet, Bldg Sprt | 19 - SB201 - OPH Patient Toilet, Bldg Sprt | 19 - SB201 - OPH Patient Toilet, Bldg Sprt
JSN | NAME | QTY | ACQ/INS | DESCRIPTION
A1067 | Mirror, Float Glass, ADA Accessible | 1 | CC | A high quality 1/4" polished float glass mirror with a stainless steel frame. Frame holds mirror in a tilted position for accessibility and compliance with ADA requirements. Mirror has a galvanized steel back secured to frame with concealed screws with integral horizontal hanging brackets. Mirror shall be approximately 18" wide and 36" high. Other sizes are available.
A5075 | Dispenser, Soap, Disposable | 1 | VV | Disposable soap dispenser. One-handed dispensing operation. Designed to accommodate disposable soap cartridge and valve.
A5082 | Dispenser, Paper Towel, Sensor, Hands Free | 1 | CC | A surface mounted, sensor activated, automatic, roll paper towel dispenser. The unit dispenses a paper towel automatically only when hands are place in position below the dispenser for maximum sanitation and hygiene. May include adjustable settings for sheet length, time delay, and sensor range. Unit is battery operated or with optional AC power adapter.
A5090 | Disposal, Sanitary Napkin, SS, Surface Mounted | 1 | CC | A surface mounted, satin finish stainless steel, sanitary napkin disposal. Disposal features a flip-up cover, secured to the container by a heavy duty stainless steel piano-hinge. Disposal may be secured to wall or toilet partition. For general purpose use in female toilet stalls or rooms and uni-sex toilet rooms.
A5109 | Grab Bar, 1-1/4" Dia., SS, 2 Wall, W/C Accessible | 1 | CC | A 1-1/4" diameter, satin finish stainless steel, peened gripping surface, 2 wall toilet stall/ room, grab bar with concealed mounting flanges. Snap over flanges are provided to conceal mounting screws. A selection of mounting kits and concealed anchor devices are available from the manufacturers for different types of installations. Grab bar shall comply with barrier-free accessibility guidelines for structural strength. For typical water closet applications in toilet stalls and rooms where ADA (American's With Disabilities Act) requirements must be met.
A5145 | Hook, Garment, Double, SS, Surface Mounted | 1 | CC | A surface mounted, satin finish stainless steel, double garment hook. Equipped with a concealed mounting bracket that is secured to a concealed wall plate. For general purpose use throughout the facility to hang various items of apparel.
A5200 | Dispenser, Toilet Tissue, SS, 2-Roll, Surface Mntd | 1 | CC | A concealed surface mounted, double roll, satin finish stainless steel, toilet tissue dispenser. Unit accommodates two standard-core toilet tissue rolls through 5" in diameter. Spindles are chrome plated plastic with a heavy-duty internal spring and turn freely for non-controlled delivery. For general purpose use in restrooms.
F2010 | Basket, Wastepaper, Step-On | 1 | VV | "Step-on" wastepaper basket with inner liner and foot petal activated flip top.
P3000 | Lavatory, Vitreous China, Straight Back | 1 | CC | Wall mounted, vitreous china lavatory (approximate bowl size 7"x15"x10") with: straight-front apron, straight or contoured back; faucet holes on 4" centers; gooseneck spout; wrist blade handles; and grid strainer. It shall be suitable for use in clinics, offices, washrooms or patient care areas.
P9050 | Toilet, Wall Hung, Siphon Jet | 1 | CC | Siphon jet water closet/ toilet. This unit is wall hung with an elongated bowl, top spud flushometer, seat with open front and check hinge, and carrier. Used in restrooms throughout the health care facility.
3 - OPHTHALMOLOGY SERVICE SUPPORT AREA | 3 - OPHTHALMOLOGY SERVICE SUPPORT AREA | 3 - OPHTHALMOLOGY SERVICE SUPPORT AREA | 3 - OPHTHALMOLOGY SERVICE SUPPORT AREA | 3 - OPHTHALMOLOGY SERVICE SUPPORT AREA
1 - SB737 - OPH Clean Utility Room, Lgstcs Svc | 1 - SB737 - OPH Clean Utility Room, Lgstcs Svc | 1 - SB737 - OPH Clean Utility Room, Lgstcs Svc | 1 - SB737 - OPH Clean Utility Room, Lgstcs Svc | 1 - SB737 - OPH Clean Utility Room, Lgstcs Svc
JSN | NAME | QTY | ACQ/INS | DESCRIPTION
E0906 | Locker, Supply, General, Wall Mtd, 23"W x 20"D | 1 | VV | THIS TYPICAL INCLUDES: 1 Wall Mounted Rail 1 Locked Storage Container 2 Tray/Shelves 1 Drawer, 3"H 3 Drawers, 6"H 2 Drawers, 9"H 1 Tray/Shelf Divider Drawer Organizer Bins Consider the need for an E0921 to transport the locker from place to place.
E0912 | Locker, Supply, Med Surg, Wall Mtd | 1 | VV | Medical/Surgical Supply locker, Wall Mounted, approximately 23"W x 20"D. THIS TYPICAL INCLUDES: 1 Wall Mounted Rail 1 Locked Storage Container 4 Tray/Shelves 5 Drawers, 3"H 2 Drawers, 6"H 2 Tray/Shelf Dividers Drawer Organizer Bins Consider the need for an E0921 to transport the locker from place to place.
E1500 | Rail, MOD, W/MNTD, HX144XD | 1 | VV | Wall mounted rail used for hanging (mounting) lockers, shelves and drawers on a wall.
F2000 | Basket, Wastepaper, Fire Resistant | 1 | VV | Wastepaper basket, fire resistant, approximately 40 quart capacity. This unit is used to collect and temporarily store small quantities of paper refuse in patient rooms, administrative areas and nursing stations. Size and shape varies depending on the application and manufacturer selected.
2 - SB743 - OPH Soiled Utility Room, Lgstcs Svc | 2 - SB743 - OPH Soiled Utility Room, Lgstcs Svc | 2 - SB743 - OPH Soiled Utility Room, Lgstcs Svc | 2 - SB743 - OPH Soiled Utility Room, Lgstcs Svc | 2 - SB743 - OPH Soiled Utility Room, Lgstcs Svc
JSN | NAME | QTY | ACQ/INS | DESCRIPTION
A1012 | Telephone, Wall Mounted, 1 Line | 1 | VV | Telephone, wall mounted, 1 line.
A5075 | Dispenser, Soap, Disposable | 1 | VV | Disposable soap dispenser. One-handed dispensing operation. Designed to accommodate disposable soap cartridge and valve.
A5077 | Dispenser, Hand Sanitizer, Hands-Free | 1 | VV | A touch free wall-mounted hand sanitizer dispenser. For use throughout a healthcare facility. Unit does not include the sanitizing liquid. Units are battery operated.
A5080 | Dispenser, Paper Towel, SS, Surface Mounted | 1 | CC | A surface mounted, satin finish stainless steel, single-fold, paper towel dispenser. Dispenser features: tumbler lock; front hinged at bottom; and refill indicator slot. Minimum capacity 400 single-fold paper towels. For general purpose use throughout the facility.
A5106 | Waste Disposal Unit, Sharps w/Glove Dispenser | 1 | VV | The unit is designed for the disposal of sharps and complies with OSHA guidelines for the handling of sharps. It shall house a 5 quart container and be capable of being mounted on a wall. It shall have a glove dispenser attached. The unit shall be secured by a locked enclosure.
C04F0 | Cabinet, U/C/B, 1 Shelf, 2 Half DR, 2 DO, 36x36x22 | 1 | CC | Standing height under counter base cabinet with an adjustable shelf and two half width drawers above solid hinged doors. Also referred to as a combination cabinet or a drawer and cupboard cabinet. For general purpose use throughout the facility.
C05P0 | Cabinet, Sink, U/C/B, 2 Door, 36x48x22 | 1 | CC | Standing height under counter base sink cabinet with solid hinged doors. Also referred to as a double-door sink cabinet. For general purpose use throughout the facility where a sink is to be used. Coordinate actual clear cabinet dimension with the actual outside dimension of sink that is specified to ensure that they are compatible.
CS200 | Sink, SS, Single Compartment, 12x28x16 ID | 1 | CC | Single compartment stainless steel sink, drop-in, self-rimming, ledge-type, connected with a drain and provided with a mixing faucet. It shall also be provided with pre-punched fixture holes on 4" center, integral back ledge to accommodate deck-mounted fixtures, brushed/polished interior and top surfaces, and sound deadened. Recommended for use in suspended or U/C/B sink cabinets having a high plastic laminate or Chemsurf laminate countertop/work surface. Coordinate actual outside sink dimensions with the actual clear dimension of cabinet specified to ensure that they are compatible. For general purpose use throughout the facility.
CT050 | Countertop, Stainless Steel | 1 | CC | Stainless steel countertop (composition of heavy-gauge Type No. 304 stainless steel) having a smooth satin finish and integral 4" backsplash/curb. Also referred to as a corrosion-resistant steel work surface or work top. Available in various depths. Used in areas where excellent ease of cleaning, abrasion resistance, bacteria resistance, impact resistance, load capacity and moisture resistance, are of concern. Pricing based upon a 24" depth.
F2020 | Can, Trash, 44 Gallon | 1 | VV | Forty four (44) gallon trash can, 32" high X 24" diameter, with lid. Used to collect and transport refuse from a point of origin to point of disposal (example: from soiled utility or a nursing unit to the trash compactor at housekeeping).
P2000 | Eyewash, Wall Mounted, Hands-Free | 1 | CC | Wall mounted emergency eye wash station. The flow of water from the unit is activated by hand. Upon initiation of water flow the unit will operate hands free to provide streams of water to clear foreign particles or dilute caustic liquids from the eyes in emergency situations. Used in laboratories and areas of the hospital where employees are subject to foreign bodies or liquid material to the eyes.
P2450 | Valve, Mixing, Thermostatic | 1 | CC | Thermostatic mixing valve with washout hose. Used with portable whirlpool equipment. Thermostatic valve is used to maintain temperature between 70 and 110 degree Fahrenheit, with a flow rate of 20 gallons a minute. The washout hose assembly is used to wash out tanks after treatment. Used in physical therapy department to provide comfortable water temperature for patient treatments.
P3100 | Lavatory, Vitreous China, Slab Type | 1 | CC | Wall mounted, slab type, vitreous china, lavatory (approximate bowl size 7"x15"x10") with: faucet holes on 4" centers; gooseneck spout; wrist blade handles; and grid strainer. It shall be suitable for use in clinics, offices, washrooms or patient care area.
3 - SV583 - OPH Medication Room, Phrm Svc | 3 - SV583 - OPH Medication Room, Phrm Svc | 3 - SV583 - OPH Medication Room, Phrm Svc | 3 - SV583 - OPH Medication Room, Phrm Svc | 3 - SV583 - OPH Medication Room, Phrm Svc
JSN | NAME | QTY | ACQ/INS | DESCRIPTION
A1010 | Telecommunication Outlet | 2 | VV | Telecommunication outlet location.
A1014 | Telephone, Wall Mounted, 1 Line, With Speaker | 1 | VV | Telephone, wall mounted, 1 line, with speaker.
A5075 | Dispenser, Soap, Disposable | 1 | VV | Disposable soap dispenser. One-handed dispensing operation. Designed to accommodate disposable soap cartridge and valve.
A5077 | Dispenser, Hand Sanitizer, Hands-Free | 1 | VV | A touch free wall-mounted hand sanitizer dispenser. For use throughout a healthcare facility. Unit does not include the sanitizing liquid. Units are battery operated.
A5082 | Dispenser, Paper Towel, Sensor, Hands Free | 1 | CC | A surface mounted, sensor activated, automatic, roll paper towel dispenser. The unit dispenses a paper towel automatically only when hands are place in position below the dispenser for maximum sanitation and hygiene. May include adjustable settings for sheet length, time delay, and sensor range. Unit is battery operated or with optional AC power adapter.
A5107 | Dispenser, Glove, Surgical/Examination, Wall Mntd | 1 | VV | Examination three (Small Medium, Large) glove dispenser box for wall mounting. Fabricated of either cold rolled steel with a white baked enamel finish, plastic or acrylic. Hardware not included, Option 3 powder coated steel.
A5108 | Waste Disposal Unit, Sharps | 1 | VV | A container for collecting and transporting syringes and other sharps for decontamination and disposal. Available in 2 gallon and 8 gallon with locking rotor. Complies with OSHA regulations for handling sharps.
A5145 | Hook, Garment, Double, SS, Surface Mounted | 1 | CC | A surface mounted, satin finish stainless steel, double garment hook. Equipped with a concealed mounting bracket that is secured to a concealed wall plate. For general purpose use throughout the facility to hang various items of apparel.
C03G0 | Cabinet, U/C/B, 2 Shelf, 2 Door, 36x30x22 | 1 | CC | Standing height under counter base cabinet with two adjustable shelves and two solid hinged doors. Also referred to as a cupboard cabinet. For general purpose use throughout the facility.
C04Q0 | Cabinet, ADA Sink, Wall-Mounted | 1 | CC | Wall mounted sink support cabinet for drop-in sink with vertical fascia and angled ADA profile, also referred to as ADA sink cabinet. Removable front panel to permit access to plumbing. Medium density M-3 particle board core construction faced with high pressure vertical grade decorative plastic laminate on exposed surfaces and melamine on semi-exposed and concealed surfaces; plastic laminate edge banding. Includes all attaching hardware including support rail.
CD030 | Cabinet, W/H, 2 Shelf, 2 DO, Sloping Top, 38x30x13 | 2 | CC | Wall hung steel cabinet with two adjustable shelves, solid hinged doors, and sloping top. Also referred to as a solid hinged double door wall case. For general purpose use throughout the facility.
CS070 | Sink, SS, Single Compartment, 7.5x16x16 ID | 1 | CC | Single compartment stainless steel sink, drop-in, self-rimming, ledge-type, connected with a drain and provided with a mixing faucet. It shall also be provided with pre-punched fixture holes on 4" center, integral back ledge to accommodate deck-mounted fixtures, brushed/polished interior and top surfaces, and sound deadened. Recommended for use in suspended or U/C/B sink cabinets having a high plastic laminate or Chemsurf laminate countertop/work surface. Coordinate actual outside sink dimensions with the actual clear dimension of cabinet specified to ensure that they are compatible. For general purpose use throughout the facility.
CT020 | Countertop, Solid Surface | 1 | CC | A solid, nonporous countertop with a smooth seamless appearance. Easy to clean and maintain and with proper cleaning does not support the growth of mold. An acrylic-based solid surface product. Standard thickness of 1", and a 4" butt backsplash/curb. Also referred to as a work surface or work top. Available in a choice of colors and depths. Used in lab and other hospital areas requiring optimum physical and chemical resisting properties.
E0945 | Cart, Computer, Mobile | 1 | VV | A mobile computer cart for use throughout the facility. The cart dimensions will be approximately 45" H x 30" W x 22" D with casters. May include drawers and miscellaneous other accessories that will be determined at time of purchase. This Typical may include: 1 Cart Body, w/Computer Support, Style-A Narrow, w/Raised Edge Top 1 Flip-Up Shelf 1 Sharps Container Holder 1 Wastebasket 1 Chart Holder 2 Drawers, 3"H 2 Drawers, 6"H 3 Accessory Rail, Side Drawer Organizer Bins
F2010 | Basket, Wastepaper, Step-On | 1 | VV | "Step-on" wastepaper basket with inner liner and foot petal activated flip top.
F3050 | Whiteboard, Dry Erase | 1 | VV | Whiteboard unit, approximately 36" H x 48" W consisting of a white porcelain enamel writing surface with an attached chalk tray. Magnetic surface available. Image can be easily removed with a standard chalkboard eraser. For use with water color pens. Unit is ready to hang.
F3200 | Clock, Battery, 12" Diameter | 1 | VV | Clock, 12" diameter. Round surface, easy to read numbers with sweep second hand. Wall mounted unit for use when impractical to install a fully synchronized clock system. Battery operated, (batteries not included).
M1801 | Computer, Microprocessing, w/Flat Panel Monitor | 1 | VV | Desk top microprocessing computer. The unit shall consist of a central processing mini tower, flat panel monitor, keyboard, mouse and speakers. The system shall have the following minimum characteristics: a 2.8 GHz Pentium processor; 512 MB memory; 80GB hard drive; 32/48x CD-ROMDVD combo; 1.44MB network interface card; video 32 MB NVIDIA; a 18 inch flat panel monitor. The computer is used throughout the facility to input, manipulate and retrieve information.
M3150 | Distribution System, Medication, Automatic | 1 | VV | An automated dispensing system that provides controlled dispensing, inventory and security. Size and cost will vary dependent on number of modules selected.
P1965 | Eyewash, Eye/Face, Sink Mounted, Hands-free | 1 | CC | A sink mounted eyewash station. The unit is designed for emergency eye and face rinsing from soft flow dual spray-heads. The Flow must be activated by the single momentary action and remain on until terminated.
R6200 | Refrigerator, U/C or F/S, 5 Cu Ft | 1 | VV | Utility refrigerator approximately 35" H x 24" W x 26" D. The unit has a two tray ice cube cooling system. The refrigerator fits standard architectural dimensions for undercounter installation. The unit is perfect for use in nurses' station, wards, and laboratories, pharmacies or wherever space is limited.
4 - CEY34 - OPH Equipment Storage Room, Eye Clnc | 4 - CEY34 - OPH Equipment Storage Room, Eye Clnc | 4 - CEY34 - OPH Equipment Storage Room, Eye Clnc | 4 - CEY34 - OPH Equipment Storage Room, Eye Clnc | 4 - CEY34 - OPH Equipment Storage Room, Eye Clnc
JSN | NAME | QTY | ACQ/INS | DESCRIPTION
M2055 | Shelving, Storage, Wire, CRS, w/Adjustable Shelves | 1 | VV | Stationary, wire, shelving unit. Unit has fully adjustable shelves constructed of stainless steel. For use in general purpose storage areas. Shelving is provided in various sizes and configurations. Price provided is for a unit approximately 74"H x 18"D x 48"W with four shelves.
6 - SB244 - OPH Housekeeping Aides Closet (HAC), Bldg Sprt | 6 - SB244 - OPH Housekeeping Aides Closet (HAC), Bldg Sprt | 6 - SB244 - OPH Housekeeping Aides Closet (HAC), Bldg Sprt | 6 - SB244 - OPH Housekeeping Aides Closet (HAC), Bldg Sprt | 6 - SB244 - OPH Housekeeping Aides Closet (HAC), Bldg Sprt
JSN | NAME | QTY | ACQ/INS | DESCRIPTION
A5075 | Dispenser, Soap, Disposable | 1 | VV | Disposable soap dispenser. One-handed dispensing operation. Designed to accommodate disposable soap cartridge and valve.
A5080 | Dispenser, Paper Towel, SS, Surface Mounted | 1 | CC | A surface mounted, satin finish stainless steel, single-fold, paper towel dispenser. Dispenser features: tumbler lock; front hinged at bottom; and refill indicator slot. Minimum capacity 400 single-fold paper towels. For general purpose use throughout the facility.
A5107 | Dispenser, Glove, Surgical/Examination, Wall Mntd | 1 | VV | Examination three (Small Medium, Large) glove dispenser box for wall mounting. Fabricated of either cold rolled steel with a white baked enamel finish, plastic or acrylic. Hardware not included, Option 3 powder coated steel.
A5135 | Shelf, Utility W/ Mop/Broom Holders, SS, Surf Mntd | 1 | CC | A surface mounted, satin finish stainless steel, utility shelf with a maximum of 6 mop/broom holders and 5 rag hooks. Utility shelf features: 8" deep shelf; mounting brackets welded to shelf; spring activated rubber cam holders; and drying rod. Unit is available in various widths 30" (minimum, 3 holders and 2 hooks) to 48" (maximum, 6 holders and 5 hooks). For use in janitor closets. Pricing based on a 36" width.
F0500 | Cart, Janitor's | 1 | VV | Janitors cart, 38" high X 66" wide X 20" deep with 25 gallon heavy duty collection bag. Accommodations for locking vault and janitorial support items (broom, dust pan, chemicals, mop and mop bucket; not included).
F0505 | Bucket, Mop, With Wringer, 26 Quart | 1 | VV | Mobile mop bucket / wringer combination, approximately 35" H x 17" W x 22" D with four 2" casters. Total capacity is 26 quarts. Unit used for general hard surface floor maintenance.
P2000 | Eyewash, Wall Mounted, Hands-Free | 1 | CC | Wall mounted emergency eye wash station. The flow of water from the unit is activated by hand. Upon initiation of water flow the unit will operate hands free to provide streams of water to clear foreign particles or dilute caustic liquids from the eyes in emergency situations. Used in laboratories and areas of the hospital where employees are subject to foreign bodies or liquid material to the eyes.
P2451 | Valve, Mixing, Thermostatic, Eyewash | 1 | CC | Emergency tempering valve thermostatically mixes hot and cold water to provide a safe fluid supply for a single emergency eye/face wash with a flow rate of 10 gpm (38.8L)
P4700 | Sink, Mop, Molded Stone | 1 | CC | Mop service sink approximately 10"H x 36"W x 24"D. Also called a mop service basin and a mop receptor. Unit is made of molded stone and is a one piece item. It shall include a service faucet hose, hose bracket and mop hanger. Used in utility rooms for cleaning mops and floor cleaning equipment.
7 - CEY41 - OPH Supply Storage Room, Eye Clnc | 7 - CEY41 - OPH Supply Storage Room, Eye Clnc | 7 - CEY41 - OPH Supply Storage Room, Eye Clnc | 7 - CEY41 - OPH Supply Storage Room, Eye Clnc | 7 - CEY41 - OPH Supply Storage Room, Eye Clnc
JSN | NAME | QTY | ACQ/INS | DESCRIPTION
A1010 | Telecommunication Outlet | 1 | VV | Telecommunication outlet location.
A1014 | Telephone, Wall Mounted, 1 Line, With Speaker | 1 | VV | Telephone, wall mounted, 1 line, with speaker.
M2055 | Shelving, Storage, Wire, CRS, w/Adjustable Shelves | 4 | VV | Stationary, wire, shelving unit. Unit has fully adjustable shelves constructed of stainless steel. For use in general purpose storage areas. Shelving is provided in various sizes and configurations. Price provided is for a unit approximately 74"H x 18"D x 48"W with four shelves.
8 - CEY48 - OPH Reusable Medical Equipment (RME) Room, Eye Clnc | 8 - CEY48 - OPH Reusable Medical Equipment (RME) Room, Eye Clnc | 8 - CEY48 - OPH Reusable Medical Equipment (RME) Room, Eye Clnc | 8 - CEY48 - OPH Reusable Medical Equipment (RME) Room, Eye Clnc | 8 - CEY48 - OPH Reusable Medical Equipment (RME) Room, Eye Clnc
JSN | NAME | QTY | ACQ/INS | DESCRIPTION
E0990 | Cart, Closed, w/Shelves, Mobile, 72"Hx48"Wx22"D | 4 | VV | THIS TYPICAL INCLUDES: 1 Cart body, Style A-Wide, w/o Spine 4 Wire Shelves w/Dividers 1 Cart Door, Solid
4 - OPHTHALMOLOGY SERVICE STAFF AND ADMINISTRATIVE AREA | 4 - OPHTHALMOLOGY SERVICE STAFF AND ADMINISTRATIVE AREA | 4 - OPHTHALMOLOGY SERVICE STAFF AND ADMINISTRATIVE AREA | 4 - OPHTHALMOLOGY SERVICE STAFF AND ADMINISTRATIVE AREA | 4 - OPHTHALMOLOGY SERVICE STAFF AND ADMINISTRATIVE AREA
1 - SS204 - OPH Service Chief Office, Stff Sprt | 1 - SS204 - OPH Service Chief Office, Stff Sprt | 1 - SS204 - OPH Service Chief Office, Stff Sprt | 1 - SS204 - OPH Service Chief Office, Stff Sprt | 1 - SS204 - OPH Service Chief Office, Stff Sprt
JSN | NAME | QTY | ACQ/INS | DESCRIPTION
A1010 | Telecommunication Outlet | 2 | VV | Telecommunication outlet location.
A1015 | Telephone, Desk, Multiple Line | 1 | VV | Telephone, desk, multiple line.
A5145 | Hook, Garment, Double, SS, Surface Mounted | 1 | CC | A surface mounted, satin finish stainless steel, double garment hook. Equipped with a concealed mounting bracket that is secured to a concealed wall plate. For general purpose use throughout the facility to hang various items of apparel.
E0078 | Workstation, L-Shaped w/Peninsula, Free Std, 78x72 | 1 | VV | This section will provide a whole work station typical to quickly plan work areas in clinical or administrative spaces. There will be a price decrease if typical work stations are used with vertical hanging strips instead of panels. THIS TYPICAL INCLUDES: 4 standard solid panels; 2 panel connectors, 2-way corner; 1 panel-to-panel connector; 2 finished end hardware; 1 cantilevered work surface; 1 peninsula work surface; 2 lockable flipper units; 2 shelf, storage/display; 2 lights; 1 tack board, 48"W; 1 tool rail, 30"W; 1 paper tray; 1 diagonal tray; 1 adjustable keyboard tray; 1 mobile pedestal, box/file.
F0110 | Bookcase, 3 Shelf | 1 | VV | Freestanding open metal shelf book case, approximately 60" high X 36" wide X 18" deep with three (3) adjustable shelves and four (4) non-marking floor glides.
F0205 | Chair, Side With Arms | 2 | VV | Upholstered side chair, 32" high X 21" wide X 23" deep with arms, padded seats and padded backs. Seat height is a minimum of 17". Available with or without sled base.
F0275 | Chair, Swivel, High Back | 1 | VV | Highback contemporary swivel chair, 41" high X 23" wide X 23" deep with five (5) caster swivel base and arms. Chair may be used at desks or in conference rooms. Back and seat are foam padded and upholstered with either woven textile fabric or vinyl.
F0420 | Cabinet, Filing, Lateral, Half Height | 1 | VV | Half height two (2) or three (3) drawer lateral filing cabinet, 28" high X 42" wide X 18" deep with recessed handles, locking device and drawer label holders. Drawers are adaptable to either letter or legal size materials.
F2000 | Basket, Wastepaper, Fire Resistant | 1 | VV | Wastepaper basket, fire resistant, approximately 40 quart capacity. This unit is used to collect and temporarily store small quantities of paper refuse in patient rooms, administrative areas and nursing stations. Size and shape varies depending on the application and manufacturer selected.
F3200 | Clock, Battery, 12" Diameter | 1 | VV | Clock, 12" diameter. Round surface, easy to read numbers with sweep second hand. Wall mounted unit for use when impractical to install a fully synchronized clock system. Battery operated, (batteries not included).
M1801 | Computer, Microprocessing, w/Flat Panel Monitor | 1 | VV | Desk top microprocessing computer. The unit shall consist of a central processing mini tower, flat panel monitor, keyboard, mouse and speakers. The system shall have the following minimum characteristics: a 2.8 GHz Pentium processor; 512 MB memory; 80GB hard drive; 32/48x CD-ROMDVD combo; 1.44MB network interface card; video 32 MB NVIDIA; a 18 inch flat panel monitor. The computer is used throughout the facility to input, manipulate and retrieve information.
2 - SS204 - OPH Assistant Chief Office, Stff Sprt | 2 - SS204 - OPH Assistant Chief Office, Stff Sprt | 2 - SS204 - OPH Assistant Chief Office, Stff Sprt | 2 - SS204 - OPH Assistant Chief Office, Stff Sprt | 2 - SS204 - OPH Assistant Chief Office, Stff Sprt
JSN | NAME | QTY | ACQ/INS | DESCRIPTION
A1010 | Telecommunication Outlet | 2 | VV | Telecommunication outlet location.
A1015 | Telephone, Desk, Multiple Line | 1 | VV | Telephone, desk, multiple line.
A5145 | Hook, Garment, Double, SS, Surface Mounted | 1 | CC | A surface mounted, satin finish stainless steel, double garment hook. Equipped with a concealed mounting bracket that is secured to a concealed wall plate. For general purpose use throughout the facility to hang various items of apparel.
E0078 | Workstation, L-Shaped w/Peninsula, Free Std, 78x72 | 1 | VV | This section will provide a whole work station typical to quickly plan work areas in clinical or administrative spaces. There will be a price decrease if typical work stations are used with vertical hanging strips instead of panels. THIS TYPICAL INCLUDES: 4 standard solid panels; 2 panel connectors, 2-way corner; 1 panel-to-panel connector; 2 finished end hardware; 1 cantilevered work surface; 1 peninsula work surface; 2 lockable flipper units; 2 shelf, storage/display; 2 lights; 1 tack board, 48"W; 1 tool rail, 30"W; 1 paper tray; 1 diagonal tray; 1 adjustable keyboard tray; 1 mobile pedestal, box/file.
F0110 | Bookcase, 3 Shelf | 1 | VV | Freestanding open metal shelf book case, approximately 60" high X 36" wide X 18" deep with three (3) adjustable shelves and four (4) non-marking floor glides.
F0205 | Chair, Side With Arms | 2 | VV | Upholstered side chair, 32" high X 21" wide X 23" deep with arms, padded seats and padded backs. Seat height is a minimum of 17". Available with or without sled base.
F0275 | Chair, Swivel, High Back | 1 | VV | Highback contemporary swivel chair, 41" high X 23" wide X 23" deep with five (5) caster swivel base and arms. Chair may be used at desks or in conference rooms. Back and seat are foam padded and upholstered with either woven textile fabric or vinyl.
F0420 | Cabinet, Filing, Lateral, Half Height | 1 | VV | Half height two (2) or three (3) drawer lateral filing cabinet, 28" high X 42" wide X 18" deep with recessed handles, locking device and drawer label holders. Drawers are adaptable to either letter or legal size materials.
F2000 | Basket, Wastepaper, Fire Resistant | 1 | VV | Wastepaper basket, fire resistant, approximately 40 quart capacity. This unit is used to collect and temporarily store small quantities of paper refuse in patient rooms, administrative areas and nursing stations. Size and shape varies depending on the application and manufacturer selected.
F3200 | Clock, Battery, 12" Diameter | 1 | VV | Clock, 12" diameter. Round surface, easy to read numbers with sweep second hand. Wall mounted unit for use when impractical to install a fully synchronized clock system. Battery operated, (batteries not included).
M1801 | Computer, Microprocessing, w/Flat Panel Monitor | 1 | VV | Desk top microprocessing computer. The unit shall consist of a central processing mini tower, flat panel monitor, keyboard, mouse and speakers. The system shall have the following minimum characteristics: a 2.8 GHz Pentium processor; 512 MB memory; 80GB hard drive; 32/48x CD-ROMDVD combo; 1.44MB network interface card; video 32 MB NVIDIA; a 18 inch flat panel monitor. The computer is used throughout the facility to input, manipulate and retrieve information.
3 - SS218 - Program Support Assistant Workstation, Ophthalmology | 3 - SS218 - Program Support Assistant Workstation, Ophthalmology | 3 - SS218 - Program Support Assistant Workstation, Ophthalmology | 3 - SS218 - Program Support Assistant Workstation, Ophthalmology | 3 - SS218 - Program Support Assistant Workstation, Ophthalmology
JSN | NAME | QTY | ACQ/INS | DESCRIPTION
A1010 | Telecommunication Outlet | 2 | VV | Telecommunication outlet location.
A1015 | Telephone, Desk, Multiple Line | 1 | VV | Telephone, desk, multiple line.
E0123 | Workstation, Straight, Free Standing, 72" W | 1 | VV | This JSN will provide a whole work station typical to quickly plan work in areas in clinical or administrative spaces. There will be a price decrease if typical work stations are used with vertical hanging strips instead of panels. THIS TYPICAL INCLUDES: 4 Standard Solid Panels 2 Panel Connectors, 2-Way Corner 1 Panel-to-Panel Connector 2 Finished End Hardware 1 Cantilevered, Work Surface 2 Lockable Flipper Units 2 Shelf, Storage/Displays 2 Lights 1 Tack board 1 Tool Rail 1 Paper Tray 1 Diagonal Tray 1 Adjustable Keyboard Tray 1 Mobile Pedestal, Box/File
F0275 | Chair, Swivel, High Back | 1 | VV | Highback contemporary swivel chair, 41" high X 23" wide X 23" deep with five (5) caster swivel base and arms. Chair may be used at desks or in conference rooms. Back and seat are foam padded and upholstered with either woven textile fabric or vinyl.
F0420 | Cabinet, Filing, Lateral, Half Height | 1 | VV | Half height two (2) or three (3) drawer lateral filing cabinet, 28" high X 42" wide X 18" deep with recessed handles, locking device and drawer label holders. Drawers are adaptable to either letter or legal size materials.
F2000 | Basket, Wastepaper, Fire Resistant | 1 | VV | Wastepaper basket, fire resistant, approximately 40 quart capacity. This unit is used to collect and temporarily store small quantities of paper refuse in patient rooms, administrative areas and nursing stations. Size and shape varies depending on the application and manufacturer selected.
M1801 | Computer, Microprocessing, w/Flat Panel Monitor | 1 | VV | Desk top microprocessing computer. The unit shall consist of a central processing mini tower, flat panel monitor, keyboard, mouse and speakers. The system shall have the following minimum characteristics: a 2.8 GHz Pentium processor; 512 MB memory; 80GB hard drive; 32/48x CD-ROMDVD combo; 1.44MB network interface card; video 32 MB NVIDIA; a 18 inch flat panel monitor. The computer is used throughout the facility to input, manipulate and retrieve information.
4 - SS218 - OPH Program Support Assistant Workstation, Stff Sprt | 4 - SS218 - OPH Program Support Assistant Workstation, Stff Sprt | 4 - SS218 - OPH Program Support Assistant Workstation, Stff Sprt | 4 - SS218 - OPH Program Support Assistant Workstation, Stff Sprt | 4 - SS218 - OPH Program Support Assistant Workstation, Stff Sprt
JSN | NAME | QTY | ACQ/INS | DESCRIPTION
A1010 | Telecommunication Outlet | 2 | VV | Telecommunication outlet location.
A1015 | Telephone, Desk, Multiple Line | 1 | VV | Telephone, desk, multiple line.
E0123 | Workstation, Straight, Free Standing, 72" W | 1 | VV | This JSN will provide a whole work station typical to quickly plan work in areas in clinical or administrative spaces. There will be a price decrease if typical work stations are used with vertical hanging strips instead of panels. THIS TYPICAL INCLUDES: 4 Standard Solid Panels 2 Panel Connectors, 2-Way Corner 1 Panel-to-Panel Connector 2 Finished End Hardware 1 Cantilevered, Work Surface 2 Lockable Flipper Units 2 Shelf, Storage/Displays 2 Lights 1 Tack board 1 Tool Rail 1 Paper Tray 1 Diagonal Tray 1 Adjustable Keyboard Tray 1 Mobile Pedestal, Box/File
F0275 | Chair, Swivel, High Back | 1 | VV | Highback contemporary swivel chair, 41" high X 23" wide X 23" deep with five (5) caster swivel base and arms. Chair may be used at desks or in conference rooms. Back and seat are foam padded and upholstered with either woven textile fabric or vinyl.
F0420 | Cabinet, Filing, Lateral, Half Height | 1 | VV | Half height two (2) or three (3) drawer lateral filing cabinet, 28" high X 42" wide X 18" deep with recessed handles, locking device and drawer label holders. Drawers are adaptable to either letter or legal size materials.
F2000 | Basket, Wastepaper, Fire Resistant | 1 | VV | Wastepaper basket, fire resistant, approximately 40 quart capacity. This unit is used to collect and temporarily store small quantities of paper refuse in patient rooms, administrative areas and nursing stations. Size and shape varies depending on the application and manufacturer selected.
M1801 | Computer, Microprocessing, w/Flat Panel Monitor | 1 | VV | Desk top microprocessing computer. The unit shall consist of a central processing mini tower, flat panel monitor, keyboard, mouse and speakers. The system shall have the following minimum characteristics: a 2.8 GHz Pentium processor; 512 MB memory; 80GB hard drive; 32/48x CD-ROMDVD combo; 1.44MB network interface card; video 32 MB NVIDIA; a 18 inch flat panel monitor. The computer is used throughout the facility to input, manipulate and retrieve information.
5 - SS218 - OPH Provider Workarea, Stff Sprt | 5 - SS218 - OPH Provider Workarea, Stff Sprt | 5 - SS218 - OPH Provider Workarea, Stff Sprt | 5 - SS218 - OPH Provider Workarea, Stff Sprt | 5 - SS218 - OPH Provider Workarea, Stff Sprt
JSN | NAME | QTY | ACQ/INS | DESCRIPTION
A1010 | Telecommunication Outlet | 2 | VV | Telecommunication outlet location.
A1015 | Telephone, Desk, Multiple Line | 1 | VV | Telephone, desk, multiple line.
E0123 | Workstation, Straight, Free Standing, 72" W | 1 | VV | This JSN will provide a whole work station typical to quickly plan work in areas in clinical or administrative spaces. There will be a price decrease if typical work stations are used with vertical hanging strips instead of panels. THIS TYPICAL INCLUDES: 4 Standard Solid Panels 2 Panel Connectors, 2-Way Corner 1 Panel-to-Panel Connector 2 Finished End Hardware 1 Cantilevered, Work Surface 2 Lockable Flipper Units 2 Shelf, Storage/Displays 2 Lights 1 Tack board 1 Tool Rail 1 Paper Tray 1 Diagonal Tray 1 Adjustable Keyboard Tray 1 Mobile Pedestal, Box/File
F0275 | Chair, Swivel, High Back | 1 | VV | Highback contemporary swivel chair, 41" high X 23" wide X 23" deep with five (5) caster swivel base and arms. Chair may be used at desks or in conference rooms. Back and seat are foam padded and upholstered with either woven textile fabric or vinyl.
F0420 | Cabinet, Filing, Lateral, Half Height | 1 | VV | Half height two (2) or three (3) drawer lateral filing cabinet, 28" high X 42" wide X 18" deep with recessed handles, locking device and drawer label holders. Drawers are adaptable to either letter or legal size materials.
F2000 | Basket, Wastepaper, Fire Resistant | 1 | VV | Wastepaper basket, fire resistant, approximately 40 quart capacity. This unit is used to collect and temporarily store small quantities of paper refuse in patient rooms, administrative areas and nursing stations. Size and shape varies depending on the application and manufacturer selected.
M1801 | Computer, Microprocessing, w/Flat Panel Monitor | 1 | VV | Desk top microprocessing computer. The unit shall consist of a central processing mini tower, flat panel monitor, keyboard, mouse and speakers. The system shall have the following minimum characteristics: a 2.8 GHz Pentium processor; 512 MB memory; 80GB hard drive; 32/48x CD-ROMDVD combo; 1.44MB network interface card; video 32 MB NVIDIA; a 18 inch flat panel monitor. The computer is used throughout the facility to input, manipulate and retrieve information.
6 - SS203 - OPH Social Worker Office, Stff Sprt | 6 - SS203 - OPH Social Worker Office, Stff Sprt | 6 - SS203 - OPH Social Worker Office, Stff Sprt | 6 - SS203 - OPH Social Worker Office, Stff Sprt | 6 - SS203 - OPH Social Worker Office, Stff Sprt
JSN | NAME | QTY | ACQ/INS | DESCRIPTION
A1010 | Telecommunication Outlet | 2 | VV | Telecommunication outlet location.
A1015 | Telephone, Desk, Multiple Line | 1 | VV | Telephone, desk, multiple line.
A5145 | Hook, Garment, Double, SS, Surface Mounted | 2 | CC | A surface mounted, satin finish stainless steel, double garment hook. Equipped with a concealed mounting bracket that is secured to a concealed wall plate. For general purpose use throughout the facility to hang various items of apparel.
E0078 | Workstation, L-Shaped w/Peninsula, Free Std, 78x72 | 1 | VV | This section will provide a whole work station typical to quickly plan work areas in clinical or administrative spaces. There will be a price decrease if typical work stations are used with vertical hanging strips instead of panels. THIS TYPICAL INCLUDES: 4 standard solid panels; 2 panel connectors, 2-way corner; 1 panel-to-panel connector; 2 finished end hardware; 1 cantilevered work surface; 1 peninsula work surface; 2 lockable flipper units; 2 shelf, storage/display; 2 lights; 1 tack board, 48"W; 1 tool rail, 30"W; 1 paper tray; 1 diagonal tray; 1 adjustable keyboard tray; 1 mobile pedestal, box/file.
F0110 | Bookcase, 3 Shelf | 1 | VV | Freestanding open metal shelf book case, approximately 60" high X 36" wide X 18" deep with three (3) adjustable shelves and four (4) non-marking floor glides.
F0205 | Chair, Side With Arms | 2 | VV | Upholstered side chair, 32" high X 21" wide X 23" deep with arms, padded seats and padded backs. Seat height is a minimum of 17". Available with or without sled base.
F0275 | Chair, Swivel, High Back | 1 | VV | Highback contemporary swivel chair, 41" high X 23" wide X 23" deep with five (5) caster swivel base and arms. Chair may be used at desks or in conference rooms. Back and seat are foam padded and upholstered with either woven textile fabric or vinyl.
F0420 | Cabinet, Filing, Lateral, Half Height | 1 | VV | Half height two (2) or three (3) drawer lateral filing cabinet, 28" high X 42" wide X 18" deep with recessed handles, locking device and drawer label holders. Drawers are adaptable to either letter or legal size materials.
F2000 | Basket, Wastepaper, Fire Resistant | 1 | VV | Wastepaper basket, fire resistant, approximately 40 quart capacity. This unit is used to collect and temporarily store small quantities of paper refuse in patient rooms, administrative areas and nursing stations. Size and shape varies depending on the application and manufacturer selected.
F3200 | Clock, Battery, 12" Diameter | 1 | VV | Clock, 12" diameter. Round surface, easy to read numbers with sweep second hand. Wall mounted unit for use when impractical to install a fully synchronized clock system. Battery operated, (batteries not included).
M1801 | Computer, Microprocessing, w/Flat Panel Monitor | 1 | VV | Desk top microprocessing computer. The unit shall consist of a central processing mini tower, flat panel monitor, keyboard, mouse and speakers. The system shall have the following minimum characteristics: a 2.8 GHz Pentium processor; 512 MB memory; 80GB hard drive; 32/48x CD-ROMDVD combo; 1.44MB network interface card; video 32 MB NVIDIA; a 18 inch flat panel monitor. The computer is used throughout the facility to input, manipulate and retrieve information.
7 - SS218 - OPH Low Vision Provider Workstation, Stff Sprt | 7 - SS218 - OPH Low Vision Provider Workstation, Stff Sprt | 7 - SS218 - OPH Low Vision Provider Workstation, Stff Sprt | 7 - SS218 - OPH Low Vision Provider Workstation, Stff Sprt | 7 - SS218 - OPH Low Vision Provider Workstation, Stff Sprt
JSN | NAME | QTY | ACQ/INS | DESCRIPTION
A1010 | Telecommunication Outlet | 2 | VV | Telecommunication outlet location.
A1015 | Telephone, Desk, Multiple Line | 1 | VV | Telephone, desk, multiple line.
E0123 | Workstation, Straight, Free Standing, 72" W | 1 | VV | This JSN will provide a whole work station typical to quickly plan work in areas in clinical or administrative spaces. There will be a price decrease if typical work stations are used with vertical hanging strips instead of panels. THIS TYPICAL INCLUDES: 4 Standard Solid Panels 2 Panel Connectors, 2-Way Corner 1 Panel-to-Panel Connector 2 Finished End Hardware 1 Cantilevered, Work Surface 2 Lockable Flipper Units 2 Shelf, Storage/Displays 2 Lights 1 Tack board 1 Tool Rail 1 Paper Tray 1 Diagonal Tray 1 Adjustable Keyboard Tray 1 Mobile Pedestal, Box/File
F0275 | Chair, Swivel, High Back | 1 | VV | Highback contemporary swivel chair, 41" high X 23" wide X 23" deep with five (5) caster swivel base and arms. Chair may be used at desks or in conference rooms. Back and seat are foam padded and upholstered with either woven textile fabric or vinyl.
F0420 | Cabinet, Filing, Lateral, Half Height | 1 | VV | Half height two (2) or three (3) drawer lateral filing cabinet, 28" high X 42" wide X 18" deep with recessed handles, locking device and drawer label holders. Drawers are adaptable to either letter or legal size materials.
F2000 | Basket, Wastepaper, Fire Resistant | 1 | VV | Wastepaper basket, fire resistant, approximately 40 quart capacity. This unit is used to collect and temporarily store small quantities of paper refuse in patient rooms, administrative areas and nursing stations. Size and shape varies depending on the application and manufacturer selected.
M1801 | Computer, Microprocessing, w/Flat Panel Monitor | 1 | VV | Desk top microprocessing computer. The unit shall consist of a central processing mini tower, flat panel monitor, keyboard, mouse and speakers. The system shall have the following minimum characteristics: a 2.8 GHz Pentium processor; 512 MB memory; 80GB hard drive; 32/48x CD-ROMDVD combo; 1.44MB network interface card; video 32 MB NVIDIA; a 18 inch flat panel monitor. The computer is used throughout the facility to input, manipulate and retrieve information.
8 - SS204 - OPH Clinic Manager Office, Stff Sprt | 8 - SS204 - OPH Clinic Manager Office, Stff Sprt | 8 - SS204 - OPH Clinic Manager Office, Stff Sprt | 8 - SS204 - OPH Clinic Manager Office, Stff Sprt | 8 - SS204 - OPH Clinic Manager Office, Stff Sprt
JSN | NAME | QTY | ACQ/INS | DESCRIPTION
A1010 | Telecommunication Outlet | 2 | VV | Telecommunication outlet location.
A1015 | Telephone, Desk, Multiple Line | 1 | VV | Telephone, desk, multiple line.
A5145 | Hook, Garment, Double, SS, Surface Mounted | 1 | CC | A surface mounted, satin finish stainless steel, double garment hook. Equipped with a concealed mounting bracket that is secured to a concealed wall plate. For general purpose use throughout the facility to hang various items of apparel.
E0078 | Workstation, L-Shaped w/Peninsula, Free Std, 78x72 | 1 | VV | This section will provide a whole work station typical to quickly plan work areas in clinical or administrative spaces. There will be a price decrease if typical work stations are used with vertical hanging strips instead of panels. THIS TYPICAL INCLUDES: 4 standard solid panels; 2 panel connectors, 2-way corner; 1 panel-to-panel connector; 2 finished end hardware; 1 cantilevered work surface; 1 peninsula work surface; 2 lockable flipper units; 2 shelf, storage/display; 2 lights; 1 tack board, 48"W; 1 tool rail, 30"W; 1 paper tray; 1 diagonal tray; 1 adjustable keyboard tray; 1 mobile pedestal, box/file.
F0110 | Bookcase, 3 Shelf | 1 | VV | Freestanding open metal shelf book case, approximately 60" high X 36" wide X 18" deep with three (3) adjustable shelves and four (4) non-marking floor glides.
F0205 | Chair, Side With Arms | 2 | VV | Upholstered side chair, 32" high X 21" wide X 23" deep with arms, padded seats and padded backs. Seat height is a minimum of 17". Available with or without sled base.
F0275 | Chair, Swivel, High Back | 1 | VV | Highback contemporary swivel chair, 41" high X 23" wide X 23" deep with five (5) caster swivel base and arms. Chair may be used at desks or in conference rooms. Back and seat are foam padded and upholstered with either woven textile fabric or vinyl.
F0420 | Cabinet, Filing, Lateral, Half Height | 1 | VV | Half height two (2) or three (3) drawer lateral filing cabinet, 28" high X 42" wide X 18" deep with recessed handles, locking device and drawer label holders. Drawers are adaptable to either letter or legal size materials.
F2000 | Basket, Wastepaper, Fire Resistant | 1 | VV | Wastepaper basket, fire resistant, approximately 40 quart capacity. This unit is used to collect and temporarily store small quantities of paper refuse in patient rooms, administrative areas and nursing stations. Size and shape varies depending on the application and manufacturer selected.
F3200 | Clock, Battery, 12" Diameter | 1 | VV | Clock, 12" diameter. Round surface, easy to read numbers with sweep second hand. Wall mounted unit for use when impractical to install a fully synchronized clock system. Battery operated, (batteries not included).
M1801 | Computer, Microprocessing, w/Flat Panel Monitor | 1 | VV | Desk top microprocessing computer. The unit shall consist of a central processing mini tower, flat panel monitor, keyboard, mouse and speakers. The system shall have the following minimum characteristics: a 2.8 GHz Pentium processor; 512 MB memory; 80GB hard drive; 32/48x CD-ROMDVD combo; 1.44MB network interface card; video 32 MB NVIDIA; a 18 inch flat panel monitor. The computer is used throughout the facility to input, manipulate and retrieve information.
9 - SS218 - OPH Administration Support Workstation, Stff Sprt | 9 - SS218 - OPH Administration Support Workstation, Stff Sprt | 9 - SS218 - OPH Administration Support Workstation, Stff Sprt | 9 - SS218 - OPH Administration Support Workstation, Stff Sprt | 9 - SS218 - OPH Administration Support Workstation, Stff Sprt
JSN | NAME | QTY | ACQ/INS | DESCRIPTION
A1010 | Telecommunication Outlet | 2 | VV | Telecommunication outlet location.
A1015 | Telephone, Desk, Multiple Line | 1 | VV | Telephone, desk, multiple line.
E0123 | Workstation, Straight, Free Standing, 72" W | 1 | VV | This JSN will provide a whole work station typical to quickly plan work in areas in clinical or administrative spaces. There will be a price decrease if typical work stations are used with vertical hanging strips instead of panels. THIS TYPICAL INCLUDES: 4 Standard Solid Panels 2 Panel Connectors, 2-Way Corner 1 Panel-to-Panel Connector 2 Finished End Hardware 1 Cantilevered, Work Surface 2 Lockable Flipper Units 2 Shelf, Storage/Displays 2 Lights 1 Tack board 1 Tool Rail 1 Paper Tray 1 Diagonal Tray 1 Adjustable Keyboard Tray 1 Mobile Pedestal, Box/File
F0275 | Chair, Swivel, High Back | 1 | VV | Highback contemporary swivel chair, 41" high X 23" wide X 23" deep with five (5) caster swivel base and arms. Chair may be used at desks or in conference rooms. Back and seat are foam padded and upholstered with either woven textile fabric or vinyl.
F0420 | Cabinet, Filing, Lateral, Half Height | 1 | VV | Half height two (2) or three (3) drawer lateral filing cabinet, 28" high X 42" wide X 18" deep with recessed handles, locking device and drawer label holders. Drawers are adaptable to either letter or legal size materials.
F2000 | Basket, Wastepaper, Fire Resistant | 1 | VV | Wastepaper basket, fire resistant, approximately 40 quart capacity. This unit is used to collect and temporarily store small quantities of paper refuse in patient rooms, administrative areas and nursing stations. Size and shape varies depending on the application and manufacturer selected.
M1801 | Computer, Microprocessing, w/Flat Panel Monitor | 1 | VV | Desk top microprocessing computer. The unit shall consist of a central processing mini tower, flat panel monitor, keyboard, mouse and speakers. The system shall have the following minimum characteristics: a 2.8 GHz Pentium processor; 512 MB memory; 80GB hard drive; 32/48x CD-ROMDVD combo; 1.44MB network interface card; video 32 MB NVIDIA; a 18 inch flat panel monitor. The computer is used throughout the facility to input, manipulate and retrieve information.
10 - CEY49 - OPH Support Equipment Room, Eye Clnc | 10 - CEY49 - OPH Support Equipment Room, Eye Clnc | 10 - CEY49 - OPH Support Equipment Room, Eye Clnc | 10 - CEY49 - OPH Support Equipment Room, Eye Clnc | 10 - CEY49 - OPH Support Equipment Room, Eye Clnc
JSN | NAME | QTY | ACQ/INS | DESCRIPTION
M2055 | Shelving, Storage, Wire, CRS, w/Adjustable Shelves | 1 | VV | Stationary, wire, shelving unit. Unit has fully adjustable shelves constructed of stainless steel. For use in general purpose storage areas. Shelving is provided in various sizes and configurations. Price provided is for a unit approximately 74"H x 18"D x 48"W with four shelves.
11 - SS272 - OPH Copy / Supply Room, Stff Sprt | 11 - SS272 - OPH Copy / Supply Room, Stff Sprt | 11 - SS272 - OPH Copy / Supply Room, Stff Sprt | 11 - SS272 - OPH Copy / Supply Room, Stff Sprt | 11 - SS272 - OPH Copy / Supply Room, Stff Sprt
JSN | NAME | QTY | ACQ/INS | DESCRIPTION
A1010 | Telecommunication Outlet | 2 | VV | Telecommunication outlet location.
A1012 | Telephone, Wall Mounted, 1 Line | 1 | VV | Telephone, wall mounted, 1 line.
F0465 | Cabinet, Storage, 2 Door, 5 Shelf | 1 | VV | Storage cabinet, 78" high X 48" wide X 24" deep with two (2) doors and five (5) adjustable shelves.
F0775 | Table, Work, 2 Drawer | 1 | VV | Work table approximately 32" high X 72" wide X 30" deep with two drawers and a hard wood top.
F2000 | Basket, Wastepaper, Fire Resistant | 1 | VV | Wastepaper basket, fire resistant, approximately 40 quart capacity. This unit is used to collect and temporarily store small quantities of paper refuse in patient rooms, administrative areas and nursing stations. Size and shape varies depending on the application and manufacturer selected.
F2550 | Shredder, Paper Heavy Duty | 1 | VV | Shredder shall be able to process a minimum of 25 sheets of paper per pass at a minimum rate of 20 feet per minute. The unit shall have a 16 inch throat to accept paper. Paper shall be shredded into 1/4 inch strips.
M1810 | Copier, Floor Standing, Digital | 1 | VV | Floor standing copier. Unit features automatic paper size selection, automatic document feeder and sorter. The system also has zoom capabilities and automatic two-sided copying. For use where medium volume reproduction is required in the range of 30 to 40 copies per minute.
M1835 | Printer, Color Laser, Large | 1 | VV | Color laser printer designed for high volume use and network capable. The printer shall be capable of printing a minimum of 25 pages per minute (ppm) of black print and 20 ppm color print. Resolution shall be no less than 600 X 600 dpi. It shall be capable of printing on multiple media types (plain, inkjet, photo paper and transparencies) and be capable of accepting media sizes of 3 X 5 to 8.5 X 14 inches. The printer is used in multi-user network offices.
12 - SS101 - OPH Staff Conference Room, Educ Svc | 12 - SS101 - OPH Staff Conference Room, Educ Svc | 12 - SS101 - OPH Staff Conference Room, Educ Svc | 12 - SS101 - OPH Staff Conference Room, Educ Svc | 12 - SS101 - OPH Staff Conference Room, Educ Svc
JSN | NAME | QTY | ACQ/INS | DESCRIPTION
A1010 | Telecommunication Outlet | 1 | VV | Telecommunication outlet location.
A5212 | Bracket, Television, Wall-Mounted, Tilt/Angle | 1 | VV | A wall mounted, tilt/angled TV bracket for 37" to 80" TVs. Mount will be a universal and VESA compliant unit with a load capacity of up to 130 lbs.
A5220 | Bracket, Television, Wall Backing | 1 | CC | Wall mounted television bracket backing which provides additional support and strength for the installation of the television bracket. Option available for interior or exterior plate and sized for 12” 16” or 24” stud spacing.
A6046 | Artwork, Decorative, With Frame | 1 | VV | This JSN is to be used for determining and defining location of decorative artwork.
F0220 | Chair, Conference | 10 | VV | Conference chair designed to complement the executive furniture package selected. Foam rubber cushioned seats and backs covered with either woven fabric or vinyl. Base with 5 (five) swivel casters.
F0765 | Table, Folding / Nesting | 2 | VV | Folding table intended for a variety of uses. Designed with a flip top that allows tables to store nested to minimize needed storage space. Available in multiple laminate finish colors/patterns, bases, surface shapes (description and pricing based on a rectangle shape) and edge finish, . Available with leveling glides or casters (2 locking, 2 non-locking).
F2000 | Basket, Wastepaper, Fire Resistant | 1 | VV | Wastepaper basket, fire resistant, approximately 40 quart capacity. This unit is used to collect and temporarily store small quantities of paper refuse in patient rooms, administrative areas and nursing stations. Size and shape varies depending on the application and manufacturer selected.
F3200 | Clock, Battery, 12" Diameter | 1 | VV | Clock, 12" diameter. Round surface, easy to read numbers with sweep second hand. Wall mounted unit for use when impractical to install a fully synchronized clock system. Battery operated, (batteries not included).
M0512 | Television, HDTV, Large Screen, 60" | 1 | VV | A high definition (HDTV) multimedia, slim design, 60"W to 65"W color television. The TV will have a 16.9 wide screen aspect ratio with full HD 1080p resolution and HDMI connections. TV may be LED, Plasma or LCD. TV will include a stand.
13 - SS262 - OPH Staff Breakroom, Stff Sprt | 13 - SS262 - OPH Staff Breakroom, Stff Sprt | 13 - SS262 - OPH Staff Breakroom, Stff Sprt | 13 - SS262 - OPH Staff Breakroom, Stff Sprt | 13 - SS262 - OPH Staff Breakroom, Stff Sprt
JSN | NAME | QTY | ACQ/INS | DESCRIPTION
A1010 | Telecommunication Outlet | 1 | VV | Telecommunication outlet location.
A1012 | Telephone, Wall Mounted, 1 Line | 1 | VV | Telephone, wall mounted, 1 line.
A1080 | Mirror, Posture, Wall Mounted | 1 | CC | Wall mounted posture mirror. Consists of a 1/4" plate glass in a sturdy corrosion resistant frame with water proof back. For educational and therapy programs.
A5075 | Dispenser, Soap, Disposable | 1 | VV | Disposable soap dispenser. One-handed dispensing operation. Designed to accommodate disposable soap cartridge and valve.
A5080 | Dispenser, Paper Towel, SS, Surface Mounted | 1 | CC | A surface mounted, satin finish stainless steel, single-fold, paper towel dispenser. Dispenser features: tumbler lock; front hinged at bottom; and refill indicator slot. Minimum capacity 400 single-fold paper towels. For general purpose use throughout the facility.
A5145 | Hook, Garment, Double, SS, Surface Mounted | 1 | CC | A surface mounted, satin finish stainless steel, double garment hook. Equipped with a concealed mounting bracket that is secured to a concealed wall plate. For general purpose use throughout the facility to hang various items of apparel.
A5210 | Bracket, Television, Wall Mounted, w/Adjust Arm | 1 | VV | Wall mounted television bracket with adjustable arm. Consists of movable arm with minimum 120 degree swivel. Designed for holding wall mounted, flat panel television units in patient rooms.
A5220 | Bracket, Television, Wall Backing | 1 | CC | Wall mounted television bracket backing which provides additional support and strength for the installation of the television bracket. Option available for interior or exterior plate and sized for 12” 16” or 24” stud spacing.
C02C0 | Cabinet, U/C/B, 1 Shelf, 1 Drawer, 1 DO, 36x24x22 | 1 | CC | Standing height under counter base cabinet with an adjustable shelf and a full width drawer above a solid right or left-hinged door (appropriate door hinge configuration to be indicated on equipment elevation drawings). Also referred to as a combination cabinet or a drawer and cupboard cabinet. For general purpose use throughout the facility.
C02D0 | Cabinet, U/C/B, 4 Drawer, 36x24x22 | 1 | CC | Standing height under counter base cabinet with four full width drawers of equal height. Also referred to as a drawer cabinet. For general purpose use throughout the facility.
C04P0 | Cabinet, Sink, U/C/B, 2 Door, 36x36x22 | 1 | CC | Standing height under counter base sink cabinet with solid hinged doors. Also referred to as a double-door sink cabinet. For general purpose use throughout the facility where a sink is to be used. Coordinate actual clear cabinet dimension with the actual outside dimension of sink that is specified to ensure that they are compatible.
CB020 | Cabinet, W/H, 2 Shelf, 1 DO, Sloping Top, 38x24x13 | 2 | CC | Wall hung cabinet with two adjustable shelves, solid right or left-hinged door (appropriate door hinge configuration to be indicated on equipment elevation drawings), and sloping top. Also referred to as a solid hinged single door case. For general purpose use throughout the facility.
CS010 | Sink, SS, Single Compartment, 7.5x12x12 ID | 1 | CC | Single compartment stainless steel sink, drop-in, self-rimming, ledge-type, connected with a drain and provided with a mixing faucet. It shall also be provided with pre-punched fixture holes on 4" center, integral back ledge to accommodate deck-mounted fixtures, brushed/polished interior and top surfaces, and sound deadened. Recommended for use in suspended or U/C/B sink cabinets having a high plastic laminate or Chemsurf laminate countertop/work surface. For general purpose use throughout the facility.
CT020 | Countertop, Solid Surface | 7 | CC | A solid, nonporous countertop with a smooth seamless appearance. Easy to clean and maintain and with proper cleaning does not support the growth of mold. An acrylic-based solid surface product. Standard thickness of 1", and a 4" butt backsplash/curb. Also referred to as a work surface or work top. Available in a choice of colors and depths. Used in lab and other hospital areas requiring optimum physical and chemical resisting properties.
F0225 | Chair, Dining Room | 4 | VV | Dining room chair with glides. Chair has straight legs with cushioned cloth or vinyl seat.
F0795 | Table, Dining | 1 | VV | Dining table. Round 42" diameter or square 42" X 42". Used in dining facilities and can comfortably seat up to four (4) persons.
F2015 | Basket, Wastepaper, Metal/Plastic,2 Swinging Doors | 1 | VV | Metal receptacle for soiled / used towels or waste. Equipped with a removable tapered top with two independently operating self-closing, spring hinged doors. Used in public facilities for the collection and temporary storage of refuse.
F3065 | Whiteboard/Bulletin Board, Combination | 1 | VV | A combination whiteboard and bulletin board, half LCS and half cork. Available with either aluminum or wood frame. It can be used in patient rooms or in any appropriate space in the facility.
F3200 | Clock, Battery, 12" Diameter | 1 | VV | Clock, 12" diameter. Round surface, easy to read numbers with sweep second hand. Wall mounted unit for use when impractical to install a fully synchronized clock system. Battery operated, (batteries not included).
K1552 | Brewer, Coffee, Auto, Elect, 3 Burner, Front/Back | 1 | VV | Space saving front to back automatic coffee maker. This unit includes a heating tank, connection for a cold water supply, decanter service with three burners, funnel and a water flow controller. The unit is used for semi-automatic coffee brewing in cafeterias and commercial institutions. The unit automatically shuts off the water flow when enough has passed through to fill the pot. The unit is normally provided plumbed with a hot water faucet to the side for making other hot drinks (tea, cider, cocoa, etc.). The database height dimension does not include the clearance for coffee decanters warming on the upper burners.
K4665 | Oven, Microwave, Consumer | 1 | VV | Counter mounted microwave oven for average duty use. The exterior cabinet can be metal or heavy duty impact resistant plastic. The oven delivers instant energy for rapid heating, defrosting or prime cooking. The oven has touch pad controls, digital timer, power level selector and preprogrammed selectors for commonly cooked items. This oven is commonly found in staff lounges.
M0515 | Television, HD, 40" Class | 1 | VV | High definition (HDTV) multimedia flat panel LED 40" class display television. The TV will have a 16:9 wide screen aspect ratio, minimum of 1920 x 1080 display resolution, digital tuner, minimum refresh rate of 60Hz, minimum of two HDMI ports and 1 USB port ENERGY STAR certified.
R7250 | Refrigerator/Freezer, 20 Cubic Feet | 1 | VV | Refrigerator/freezer unit. This type unit includes a food saver system that helps keep food fresher. It also includes roll out wheels and is equipped for an optional automatic icemaker. This unit is of commercial or residential design and use.
14 - SS251 - OPH Staff Personal Property Locker Room, Stff Sprt | 14 - SS251 - OPH Staff Personal Property Locker Room, Stff Sprt | 14 - SS251 - OPH Staff Personal Property Locker Room, Stff Sprt | 14 - SS251 - OPH Staff Personal Property Locker Room, Stff Sprt | 14 - SS251 - OPH Staff Personal Property Locker Room, Stff Sprt
JSN | NAME | QTY | ACQ/INS | DESCRIPTION
A1030 | Locker, 2 Person, Over/Under | 12 | VV | Two person locker, double tier, 72Hx12Wx18D. This unit includes hooks for coats and hats. Door equipped with safety guard handles. Designed for storage of coats, hats, and other personal belongings. Other width and depths are available.
A1080 | Mirror, Posture, Wall Mounted | 1 | CC | Wall mounted posture mirror. Consists of a 1/4" plate glass in a sturdy corrosion resistant frame with water proof back. For educational and therapy programs.
15 - SB191 - OPH Staff Toilet, Bldg Sprt | 15 - SB191 - OPH Staff Toilet, Bldg Sprt | 15 - SB191 - OPH Staff Toilet, Bldg Sprt | 15 - SB191 - OPH Staff Toilet, Bldg Sprt | 15 - SB191 - OPH Staff Toilet, Bldg Sprt
JSN | NAME | QTY | ACQ/INS | DESCRIPTION
A1067 | Mirror, Float Glass, ADA Accessible | 1 | CC | A high quality 1/4" polished float glass mirror with a stainless steel frame. Frame holds mirror in a tilted position for accessibility and compliance with ADA requirements. Mirror has a galvanized steel back secured to frame with concealed screws with integral horizontal hanging brackets. Mirror shall be approximately 18" wide and 36" high. Other sizes are available.
A4995 | Table, Diaper Changing, Wall Mounted | 1 | CC | Wall mounted diaper changing table for use in public restrooms. Unit is a fold down system that folds upward when not in use for minimal intrusion into the room. Changing surface is contoured and has safety belt to insure that an infant will not fall from the table. Table is designed to hold no less than 250 pounds static weight. Closed dimensions are approximately 21" H x 36" W x 5" D. Open dimensions vary according to style. One system's open dimensions are 15 " high, 32" wide and 19" deep.
A5075 | Dispenser, Soap, Disposable | 1 | VV | Disposable soap dispenser. One-handed dispensing operation. Designed to accommodate disposable soap cartridge and valve.
A5082 | Dispenser, Paper Towel, Sensor, Hands Free | 1 | CC | A surface mounted, sensor activated, automatic, roll paper towel dispenser. The unit dispenses a paper towel automatically only when hands are place in position below the dispenser for maximum sanitation and hygiene. May include adjustable settings for sheet length, time delay, and sensor range. Unit is battery operated or with optional AC power adapter.
A5090 | Disposal, Sanitary Napkin, SS, Surface Mounted | 1 | CC | A surface mounted, satin finish stainless steel, sanitary napkin disposal. Disposal features a flip-up cover, secured to the container by a heavy duty stainless steel piano-hinge. Disposal may be secured to wall or toilet partition. For general purpose use in female toilet stalls or rooms and uni-sex toilet rooms.
A5109 | Grab Bar, 1-1/4" Dia., SS, 2 Wall, W/C Accessible | 1 | CC | A 1-1/4" diameter, satin finish stainless steel, peened gripping surface, 2 wall toilet stall/ room, grab bar with concealed mounting flanges. Snap over flanges are provided to conceal mounting screws. A selection of mounting kits and concealed anchor devices are available from the manufacturers for different types of installations. Grab bar shall comply with barrier-free accessibility guidelines for structural strength. For typical water closet applications in toilet stalls and rooms where ADA (American's With Disabilities Act) requirements must be met.
A5145 | Hook, Garment, Double, SS, Surface Mounted | 1 | CC | A surface mounted, satin finish stainless steel, double garment hook. Equipped with a concealed mounting bracket that is secured to a concealed wall plate. For general purpose use throughout the facility to hang various items of apparel.
A5200 | Dispenser, Toilet Tissue, SS, 2-Roll, Surface Mntd | 1 | CC | A concealed surface mounted, double roll, satin finish stainless steel, toilet tissue dispenser. Unit accommodates two standard-core toilet tissue rolls through 5" in diameter. Spindles are chrome plated plastic with a heavy-duty internal spring and turn freely for non-controlled delivery. For general purpose use in restrooms.
F2010 | Basket, Wastepaper, Step-On | 1 | VV | "Step-on" wastepaper basket with inner liner and foot petal activated flip top.
P3200 | Lavatory, Vitreous China, Slab Type w/Sens Op Fauc | 1 | CC | Wall mounted, slab type, vitreous china, lavatory (approximately 7 x 15 x 10 inches) with faucet holes on 4 inch centers; electronic sensor operated, goose neck spout and grid strainer. It shall be suitable for use in clinics, offices and patient care areas.
P9050 | Toilet, Wall Hung, Siphon Jet | 1 | CC | Siphon jet water closet/ toilet. This unit is wall hung with an elongated bowl, top spud flushometer, seat with open front and check hinge, and carrier. Used in restrooms throughout the health care facility.
5 - OPHTHALMOLOGY SERVICE EDUCATION AREA | 5 - OPHTHALMOLOGY SERVICE EDUCATION AREA | 5 - OPHTHALMOLOGY SERVICE EDUCATION AREA | 5 - OPHTHALMOLOGY SERVICE EDUCATION AREA | 5 - OPHTHALMOLOGY SERVICE EDUCATION AREA
1 - SS204 - OPH Residency Director Office, Stff Sprt | 1 - SS204 - OPH Residency Director Office, Stff Sprt | 1 - SS204 - OPH Residency Director Office, Stff Sprt | 1 - SS204 - OPH Residency Director Office, Stff Sprt | 1 - SS204 - OPH Residency Director Office, Stff Sprt
JSN | NAME | QTY | ACQ/INS | DESCRIPTION
A1010 | Telecommunication Outlet | 2 | VV | Telecommunication outlet location.
A1015 | Telephone, Desk, Multiple Line | 1 | VV | Telephone, desk, multiple line.
A5145 | Hook, Garment, Double, SS, Surface Mounted | 1 | CC | A surface mounted, satin finish stainless steel, double garment hook. Equipped with a concealed mounting bracket that is secured to a concealed wall plate. For general purpose use throughout the facility to hang various items of apparel.
E0078 | Workstation, L-Shaped w/Peninsula, Free Std, 78x72 | 1 | VV | This section will provide a whole work station typical to quickly plan work areas in clinical or administrative spaces. There will be a price decrease if typical work stations are used with vertical hanging strips instead of panels. THIS TYPICAL INCLUDES: 4 standard solid panels; 2 panel connectors, 2-way corner; 1 panel-to-panel connector; 2 finished end hardware; 1 cantilevered work surface; 1 peninsula work surface; 2 lockable flipper units; 2 shelf, storage/display; 2 lights; 1 tack board, 48"W; 1 tool rail, 30"W; 1 paper tray; 1 diagonal tray; 1 adjustable keyboard tray; 1 mobile pedestal, box/file.
F0110 | Bookcase, 3 Shelf | 1 | VV | Freestanding open metal shelf book case, approximately 60" high X 36" wide X 18" deep with three (3) adjustable shelves and four (4) non-marking floor glides.
F0205 | Chair, Side With Arms | 2 | VV | Upholstered side chair, 32" high X 21" wide X 23" deep with arms, padded seats and padded backs. Seat height is a minimum of 17". Available with or without sled base.
F0275 | Chair, Swivel, High Back | 1 | VV | Highback contemporary swivel chair, 41" high X 23" wide X 23" deep with five (5) caster swivel base and arms. Chair may be used at desks or in conference rooms. Back and seat are foam padded and upholstered with either woven textile fabric or vinyl.
F0420 | Cabinet, Filing, Lateral, Half Height | 1 | VV | Half height two (2) or three (3) drawer lateral filing cabinet, 28" high X 42" wide X 18" deep with recessed handles, locking device and drawer label holders. Drawers are adaptable to either letter or legal size materials.
F2000 | Basket, Wastepaper, Fire Resistant | 1 | VV | Wastepaper basket, fire resistant, approximately 40 quart capacity. This unit is used to collect and temporarily store small quantities of paper refuse in patient rooms, administrative areas and nursing stations. Size and shape varies depending on the application and manufacturer selected.
F3200 | Clock, Battery, 12" Diameter | 1 | VV | Clock, 12" diameter. Round surface, easy to read numbers with sweep second hand. Wall mounted unit for use when impractical to install a fully synchronized clock system. Battery operated, (batteries not included).
M1801 | Computer, Microprocessing, w/Flat Panel Monitor | 1 | VV | Desk top microprocessing computer. The unit shall consist of a central processing mini tower, flat panel monitor, keyboard, mouse and speakers. The system shall have the following minimum characteristics: a 2.8 GHz Pentium processor; 512 MB memory; 80GB hard drive; 32/48x CD-ROMDVD combo; 1.44MB network interface card; video 32 MB NVIDIA; a 18 inch flat panel monitor. The computer is used throughout the facility to input, manipulate and retrieve information.
2 - SC243 - OPH Resident / Fellow Team Room, Clncl Sprt | 2 - SC243 - OPH Resident / Fellow Team Room, Clncl Sprt | 2 - SC243 - OPH Resident / Fellow Team Room, Clncl Sprt | 2 - SC243 - OPH Resident / Fellow Team Room, Clncl Sprt | 2 - SC243 - OPH Resident / Fellow Team Room, Clncl Sprt
JSN | NAME | QTY | ACQ/INS | DESCRIPTION
A1010 | Telecommunication Outlet | 3 | VV | Telecommunication outlet location.
A1012 | Telephone, Wall Mounted, 1 Line | 1 | VV | Telephone, wall mounted, 1 line.
A5077 | Dispenser, Hand Sanitizer, Hands-Free | 1 | VV | A touch free wall-mounted hand sanitizer dispenser. For use throughout a healthcare facility. Unit does not include the sanitizing liquid. Units are battery operated.
A5145 | Hook, Garment, Double, SS, Surface Mounted | 1 | CC | A surface mounted, satin finish stainless steel, double garment hook. Equipped with a concealed mounting bracket that is secured to a concealed wall plate. For general purpose use throughout the facility to hang various items of apparel.
F0115 | Bookcase, Open, 5 Shelf | 1 | VV | Freestanding open shelf bookcase, approximately 82" high X 37" wide X 18" deep with 5 (five) adjustable shelves. Unit can be separate or part of a system with available add-on shelving.
F0220 | Chair, Conference | 4 | VV | Conference chair designed to complement the executive furniture package selected. Foam rubber cushioned seats and backs covered with either woven fabric or vinyl. Base with 5 (five) swivel casters.
F0405 | Cabinet, Filing, Full Height, 4-5 Drawer | 1 | VV | Four (4) or five (5) drawer letter size, vertical filing cabinet, 53" high X 15" wide X 29" deep with locking device. Each drawer has label holder, handle and roller cradle.
F0750 | Table, Office, (size as required) | 4 | VV | Office table, sized as required. May be used as either a four (4) to six (6) person conference table or as an extra work surface area.
F2000 | Basket, Wastepaper, Fire Resistant | 1 | VV | Wastepaper basket, fire resistant, approximately 40 quart capacity. This unit is used to collect and temporarily store small quantities of paper refuse in patient rooms, administrative areas and nursing stations. Size and shape varies depending on the application and manufacturer selected.
F3055 | Whiteboard, With Sliding Panels. | 1 | VV | Standard installations consist of sliding panels and a fixed back panel with the choice of chalkboard, markerboard, bulletin board, or a combination of these choices.
F3200 | Clock, Battery, 12" Diameter | 1 | VV | Clock, 12" diameter. Round surface, easy to read numbers with sweep second hand. Wall mounted unit for use when impractical to install a fully synchronized clock system. Battery operated, (batteries not included).
3 - SS111 - OPH Resident Training Room, Educ Svc | 3 - SS111 - OPH Resident Training Room, Educ Svc | 3 - SS111 - OPH Resident Training Room, Educ Svc | 3 - SS111 - OPH Resident Training Room, Educ Svc | 3 - SS111 - OPH Resident Training Room, Educ Svc
JSN | NAME | QTY | ACQ/INS | DESCRIPTION
A1010 | Telecommunication Outlet | 3 | VV | Telecommunication outlet location.
F0115 | Bookcase, Open, 5 Shelf | 1 | VV | Freestanding open shelf bookcase, approximately 82" high X 37" wide X 18" deep with 5 (five) adjustable shelves. Unit can be separate or part of a system with available add-on shelving.
F0300 | Chair, Task, Swivel, With Arms | 6 | VV | Task chair, approximately 34" H X 26" W X 22" D with adjustable arms and a five caster adjustable swivel base. Seat and back are foam padded and upholstered in woven fabric or vinyl.
F0780 | Table, Work, 60W x 30D | 6 | VV | Work table approximately 29" high X 60" wide X 30" deep with top and four (4) non-folding legs.
F2000 | Basket, Wastepaper, Fire Resistant | 1 | VV | Wastepaper basket, fire resistant, approximately 40 quart capacity. This unit is used to collect and temporarily store small quantities of paper refuse in patient rooms, administrative areas and nursing stations. Size and shape varies depending on the application and manufacturer selected.
F3200 | Clock, Battery, 12" Diameter | 1 | VV | Clock, 12" diameter. Round surface, easy to read numbers with sweep second hand. Wall mounted unit for use when impractical to install a fully synchronized clock system. Battery operated, (batteries not included).
M1801 | Computer, Microprocessing, w/Flat Panel Monitor | 6 | VV | Desk top microprocessing computer. The unit shall consist of a central processing mini tower, flat panel monitor, keyboard, mouse and speakers. The system shall have the following minimum characteristics: a 2.8 GHz Pentium processor; 512 MB memory; 80GB hard drive; 32/48x CD-ROMDVD combo; 1.44MB network interface card; video 32 MB NVIDIA; a 18 inch flat panel monitor. The computer is used throughout the facility to input, manipulate and retrieve information.
6 - OPTOMETRY SERVICE RECEPTION AREA | 6 - OPTOMETRY SERVICE RECEPTION AREA | 6 - OPTOMETRY SERVICE RECEPTION AREA | 6 - OPTOMETRY SERVICE RECEPTION AREA | 6 - OPTOMETRY SERVICE RECEPTION AREA
1 - SB003 - OPT Waiting, Bldg Sprt | 1 - SB003 - OPT Waiting, Bldg Sprt | 1 - SB003 - OPT Waiting, Bldg Sprt | 1 - SB003 - OPT Waiting, Bldg Sprt | 1 - SB003 - OPT Waiting, Bldg Sprt
JSN | NAME | QTY | ACQ/INS | DESCRIPTION
A5077 | Dispenser, Hand Sanitizer, Hands-Free | 1 | VV | A touch free wall-mounted hand sanitizer dispenser. For use throughout a healthcare facility. Unit does not include the sanitizing liquid. Units are battery operated.
A6046 | Artwork, Decorative, With Frame | 1 | VV | This JSN is to be used for determining and defining location of decorative artwork.
F0206 | Chair, Side, Bariatric, With Arms | 1 | VV | A bariatric side chair with arms for use in a waiting room, lobby or other patient area. Chair will have a padded seat and back and have a capacity of 800 pounds.
F0305 | Chair, Waiting Room, Single | 1 | VV | Single seat waiting room chair with foam padded seat and back. Upholstered with either woven fabric textile or vinyl. Arms and floor glides included.
F2000 | Basket, Wastepaper, Fire Resistant | 1 | VV | Wastepaper basket, fire resistant, approximately 40 quart capacity. This unit is used to collect and temporarily store small quantities of paper refuse in patient rooms, administrative areas and nursing stations. Size and shape varies depending on the application and manufacturer selected.
F2300 | Rack, Magazine, Wall Mounted | 1 | VV | Wall mounted magazine rack with nine (9) magazine holding compartments.
F3200 | Clock, Battery, 12" Diameter | 1 | VV | Clock, 12" diameter. Round surface, easy to read numbers with sweep second hand. Wall mounted unit for use when impractical to install a fully synchronized clock system. Battery operated, (batteries not included).
2 - SB051 - OPT Family Waiting, Bldg Sprt | 2 - SB051 - OPT Family Waiting, Bldg Sprt | 2 - SB051 - OPT Family Waiting, Bldg Sprt | 2 - SB051 - OPT Family Waiting, Bldg Sprt | 2 - SB051 - OPT Family Waiting, Bldg Sprt
JSN | NAME | QTY | ACQ/INS | DESCRIPTION
A5077 | Dispenser, Hand Sanitizer, Hands-Free | 1 | VV | A touch free wall-mounted hand sanitizer dispenser. For use throughout a healthcare facility. Unit does not include the sanitizing liquid. Units are battery operated.
F0250 | Chair, Arm, Lounge Type | 1 | VV | Lounge chair approximately 33" high X 28" wide X 29" deep, with arms and floor glides. Chair completely padded and upholstered in either woven textile fabric or vinyl.
F0375 | Sofa, Upholstered | 1 | VV | Executive sofa with woven fabric textile or vinyl upholstery, foam padded arms, steel spring and foam rubber backs and seats, and floor glides.
F2000 | Basket, Wastepaper, Fire Resistant | 2 | VV | Wastepaper basket, fire resistant, approximately 40 quart capacity. This unit is used to collect and temporarily store small quantities of paper refuse in patient rooms, administrative areas and nursing stations. Size and shape varies depending on the application and manufacturer selected.
F3200 | Clock, Battery, 12" Diameter | 1 | VV | Clock, 12" diameter. Round surface, easy to read numbers with sweep second hand. Wall mounted unit for use when impractical to install a fully synchronized clock system. Battery operated, (batteries not included).
3 - SC183 - OPT Reception, Clncl Sprt | 3 - SC183 - OPT Reception, Clncl Sprt | 3 - SC183 - OPT Reception, Clncl Sprt | 3 - SC183 - OPT Reception, Clncl Sprt | 3 - SC183 - OPT Reception, Clncl Sprt
JSN | NAME | QTY | ACQ/INS | DESCRIPTION
A1015 | Telephone, Desk, Multiple Line | 1 | VV | Telephone, desk, multiple line.
A6105 | Counter, Reception Control, Built-In | 1 | CC | Counter, control, inpatient, built-in. Consists of two 18” wide base cabinets with two drawers and file drawer, two 30” wide pencil drawers and two 18” wide base cabinet with four drawers. The countertop shall be a composition of wood particle core with plastic laminate surface having a hard smooth surface finish, standard thickness of 1” and a 4” butt backsplash/curb. Pricing based on a 30" depth.
F0275 | Chair, Swivel, High Back | 1 | VV | Highback contemporary swivel chair, 41" high X 23" wide X 23" deep with five (5) caster swivel base and arms. Chair may be used at desks or in conference rooms. Back and seat are foam padded and upholstered with either woven textile fabric or vinyl.
F2000 | Basket, Wastepaper, Fire Resistant | 1 | VV | Wastepaper basket, fire resistant, approximately 40 quart capacity. This unit is used to collect and temporarily store small quantities of paper refuse in patient rooms, administrative areas and nursing stations. Size and shape varies depending on the application and manufacturer selected.
M1801 | Computer, Microprocessing, w/Flat Panel Monitor | 1 | VV | Desk top microprocessing computer. The unit shall consist of a central processing mini tower, flat panel monitor, keyboard, mouse and speakers. The system shall have the following minimum characteristics: a 2.8 GHz Pentium processor; 512 MB memory; 80GB hard drive; 32/48x CD-ROMDVD combo; 1.44MB network interface card; video 32 MB NVIDIA; a 18 inch flat panel monitor. The computer is used throughout the facility to input, manipulate and retrieve information.
4 - SC165 - OPT Patient Check-in Kiosk, Clncl Sprt | 4 - SC165 - OPT Patient Check-in Kiosk, Clncl Sprt | 4 - SC165 - OPT Patient Check-in Kiosk, Clncl Sprt | 4 - SC165 - OPT Patient Check-in Kiosk, Clncl Sprt | 4 - SC165 - OPT Patient Check-in Kiosk, Clncl Sprt
JSN | NAME | QTY | ACQ/INS | DESCRIPTION
M1890 | Kiosk, Educational, Stand-Up | 1 | VV | A free standing Kiosk providing educational information for patients. The kiosk will, as a minimum, include a computer, an LCD display of approximately 19" with a touch screen, keyboard with track ball, speakers, printer, card reader, bar code scanner and housed in a durable steel enclosure. The unit will contain all necessary software packages to satisfy a wide spectrum of information distribution. Final configuration of kiosk will be determined at time of purchase.
5 - SC171 - OPT Patient Education / Resource Room, Clncl Sprt | 5 - SC171 - OPT Patient Education / Resource Room, Clncl Sprt | 5 - SC171 - OPT Patient Education / Resource Room, Clncl Sprt | 5 - SC171 - OPT Patient Education / Resource Room, Clncl Sprt | 5 - SC171 - OPT Patient Education / Resource Room, Clncl Sprt
JSN | NAME | QTY | ACQ/INS | DESCRIPTION
A1010 | Telecommunication Outlet | 2 | VV | Telecommunication outlet location.
A6046 | Artwork, Decorative, With Frame | 2 | VV | This JSN is to be used for determining and defining location of decorative artwork.
E0042 | Workcenter, Computer, Free Standing, 48" W | 2 | VV | THIS TYPICAL INCLUDES: 1 Tool Rail 2 Paper Tray 1 Diagonal Tray 1 Freestanding Work Surface 1 Mobile Pedestal, Box/File 1 Adjustable Keyboard Tray
F0280 | Chair, Swivel, Low Back | 4 | VV | Low back contemporary swivel chair, 37" high X 25" wide X 31" deep with a five (5) caster swivel base, arms and foam padded seat and back upholstered with either woven textile fabric or vinyl.
F2000 | Basket, Wastepaper, Fire Resistant | 2 | VV | Wastepaper basket, fire resistant, approximately 40 quart capacity. This unit is used to collect and temporarily store small quantities of paper refuse in patient rooms, administrative areas and nursing stations. Size and shape varies depending on the application and manufacturer selected.
F2300 | Rack, Magazine, Wall Mounted | 1 | VV | Wall mounted magazine rack with nine (9) magazine holding compartments.
F2310 | Rack, Pamphlet, Wall Mounted | 1 | VV | Wall mounted pamphlet rack up to 12 (twelve) pamphlet holding pockets. Unit is used to store and display educational pamphlets.
F3200 | Clock, Battery, 12" Diameter | 1 | VV | Clock, 12" diameter. Round surface, easy to read numbers with sweep second hand. Wall mounted unit for use when impractical to install a fully synchronized clock system. Battery operated, (batteries not included).
M1801 | Computer, Microprocessing, w/Flat Panel Monitor | 2 | VV | Desk top microprocessing computer. The unit shall consist of a central processing mini tower, flat panel monitor, keyboard, mouse and speakers. The system shall have the following minimum characteristics: a 2.8 GHz Pentium processor; 512 MB memory; 80GB hard drive; 32/48x CD-ROMDVD combo; 1.44MB network interface card; video 32 MB NVIDIA; a 18 inch flat panel monitor. The computer is used throughout the facility to input, manipulate and retrieve information.
M1825 | Printer, Computer | 2 | VV | High resolution computer printer with a variety of type styles and sheet/envelope feeder trays. Database information reflects network ready, medium duty office style laser printers. Other types of printers (bubble jet, dot matrix, line or plotter) as well as light or heavy use capabilities are available.
6 - SB191 - OPT Public Toilet, Bldg Sprt | 6 - SB191 - OPT Public Toilet, Bldg Sprt | 6 - SB191 - OPT Public Toilet, Bldg Sprt | 6 - SB191 - OPT Public Toilet, Bldg Sprt | 6 - SB191 - OPT Public Toilet, Bldg Sprt
JSN | NAME | QTY | ACQ/INS | DESCRIPTION
A1067 | Mirror, Float Glass, ADA Accessible | 1 | CC | A high quality 1/4" polished float glass mirror with a stainless steel frame. Frame holds mirror in a tilted position for accessibility and compliance with ADA requirements. Mirror has a galvanized steel back secured to frame with concealed screws with integral horizontal hanging brackets. Mirror shall be approximately 18" wide and 36" high. Other sizes are available.
A4995 | Table, Diaper Changing, Wall Mounted | 1 | CC | Wall mounted diaper changing table for use in public restrooms. Unit is a fold down system that folds upward when not in use for minimal intrusion into the room. Changing surface is contoured and has safety belt to insure that an infant will not fall from the table. Table is designed to hold no less than 250 pounds static weight. Closed dimensions are approximately 21" H x 36" W x 5" D. Open dimensions vary according to style. One system's open dimensions are 15 " high, 32" wide and 19" deep.
A5075 | Dispenser, Soap, Disposable | 1 | VV | Disposable soap dispenser. One-handed dispensing operation. Designed to accommodate disposable soap cartridge and valve.
A5082 | Dispenser, Paper Towel, Sensor, Hands Free | 1 | CC | A surface mounted, sensor activated, automatic, roll paper towel dispenser. The unit dispenses a paper towel automatically only when hands are place in position below the dispenser for maximum sanitation and hygiene. May include adjustable settings for sheet length, time delay, and sensor range. Unit is battery operated or with optional AC power adapter.
A5090 | Disposal, Sanitary Napkin, SS, Surface Mounted | 1 | CC | A surface mounted, satin finish stainless steel, sanitary napkin disposal. Disposal features a flip-up cover, secured to the container by a heavy duty stainless steel piano-hinge. Disposal may be secured to wall or toilet partition. For general purpose use in female toilet stalls or rooms and uni-sex toilet rooms.
A5109 | Grab Bar, 1-1/4" Dia., SS, 2 Wall, W/C Accessible | 1 | CC | A 1-1/4" diameter, satin finish stainless steel, peened gripping surface, 2 wall toilet stall/ room, grab bar with concealed mounting flanges. Snap over flanges are provided to conceal mounting screws. A selection of mounting kits and concealed anchor devices are available from the manufacturers for different types of installations. Grab bar shall comply with barrier-free accessibility guidelines for structural strength. For typical water closet applications in toilet stalls and rooms where ADA (American's With Disabilities Act) requirements must be met.
A5145 | Hook, Garment, Double, SS, Surface Mounted | 1 | CC | A surface mounted, satin finish stainless steel, double garment hook. Equipped with a concealed mounting bracket that is secured to a concealed wall plate. For general purpose use throughout the facility to hang various items of apparel.
A5200 | Dispenser, Toilet Tissue, SS, 2-Roll, Surface Mntd | 1 | CC | A concealed surface mounted, double roll, satin finish stainless steel, toilet tissue dispenser. Unit accommodates two standard-core toilet tissue rolls through 5" in diameter. Spindles are chrome plated plastic with a heavy-duty internal spring and turn freely for non-controlled delivery. For general purpose use in restrooms.
F2010 | Basket, Wastepaper, Step-On | 1 | VV | "Step-on" wastepaper basket with inner liner and foot petal activated flip top.
P3200 | Lavatory, Vitreous China, Slab Type w/Sens Op Fauc | 1 | CC | Wall mounted, slab type, vitreous china, lavatory (approximately 7 x 15 x 10 inches) with faucet holes on 4 inch centers; electronic sensor operated, goose neck spout and grid strainer. It shall be suitable for use in clinics, offices and patient care areas.
P9050 | Toilet, Wall Hung, Siphon Jet | 1 | CC | Siphon jet water closet/ toilet. This unit is wall hung with an elongated bowl, top spud flushometer, seat with open front and check hinge, and carrier. Used in restrooms throughout the health care facility.
7 - SB262 - OPT Wheelchair Alcove, Bldg Sprt | 7 - SB262 - OPT Wheelchair Alcove, Bldg Sprt | 7 - SB262 - OPT Wheelchair Alcove, Bldg Sprt | 7 - SB262 - OPT Wheelchair Alcove, Bldg Sprt | 7 - SB262 - OPT Wheelchair Alcove, Bldg Sprt
JSN | NAME | QTY | ACQ/INS | DESCRIPTION
M4705 | Wheelchair, Patient Transport, Folding | 1 | VV | Folding patient transport wheelchair. Constructed of chrome plated steel with detachable armrest and footrests. Unit has heavy duty front casters with sealed radial high-precision ball bearing assembly. Unit is used for patient transport.
M4710 | Wheelchair, Patient, Bariatric, Transport, Folding | 1 | VV | Folding bariatric patient transport wheelchair with a capacity of at least 500 lbs. Constructed with a heavy duty steel frame and double cross brace, with detachable armrest and swing away footrests. Unit has heavy duty front casters and rear wheels with precision wheel bearings in front and rear assembly. Unit is used for patient movement.
7 - OPTOMETRY SERVICE PATIENT AREA | 7 - OPTOMETRY SERVICE PATIENT AREA | 7 - OPTOMETRY SERVICE PATIENT AREA | 7 - OPTOMETRY SERVICE PATIENT AREA | 7 - OPTOMETRY SERVICE PATIENT AREA
1 - SB002 - OPT Dilation Waiting, Bldg Sprt | 1 - SB002 - OPT Dilation Waiting, Bldg Sprt | 1 - SB002 - OPT Dilation Waiting, Bldg Sprt | 1 - SB002 - OPT Dilation Waiting, Bldg Sprt | 1 - SB002 - OPT Dilation Waiting, Bldg Sprt
JSN | NAME | QTY | ACQ/INS | DESCRIPTION
A5210 | Bracket, Television, Wall Mounted, w/Adjust Arm | 1 | VV | Wall mounted television bracket with adjustable arm. Consists of movable arm with minimum 120 degree swivel. Designed for holding wall mounted, flat panel television units in patient rooms.
A6046 | Artwork, Decorative, With Frame | 1 | VV | This JSN is to be used for determining and defining location of decorative artwork.
F0206 | Chair, Side, Bariatric, With Arms | 1 | VV | A bariatric side chair with arms for use in a waiting room, lobby or other patient area. Chair will have a padded seat and back and have a capacity of 800 pounds.
F0305 | Chair, Waiting Room, Single | 1 | VV | Single seat waiting room chair with foam padded seat and back. Upholstered with either woven fabric textile or vinyl. Arms and floor glides included.
F2300 | Rack, Magazine, Wall Mounted | 1 | VV | Wall mounted magazine rack with nine (9) magazine holding compartments.
F3200 | Clock, Battery, 12" Diameter | 1 | VV | Clock, 12" diameter. Round surface, easy to read numbers with sweep second hand. Wall mounted unit for use when impractical to install a fully synchronized clock system. Battery operated, (batteries not included).
M0506 | Television, Flat Screen | 1 | VV | Flat screen television with approximately 32'" to 40' diagonal screen size. The TV will have built-in speakers, NTSC tuner, a 16:9 wide screen aspect ratio, a minimum of 1280 x 768 resolution and a remote control.
2 - CEY51 - OPT Consult Room / Viewing Room, Eye Clnc | 2 - CEY51 - OPT Consult Room / Viewing Room, Eye Clnc | 2 - CEY51 - OPT Consult Room / Viewing Room, Eye Clnc | 2 - CEY51 - OPT Consult Room / Viewing Room, Eye Clnc | 2 - CEY51 - OPT Consult Room / Viewing Room, Eye Clnc
JSN | NAME | QTY | ACQ/INS | DESCRIPTION
A1010 | Telecommunication Outlet | 5 | VV | Telecommunication outlet location.
A1017 | Telephone, Wall Mounted, Multi-Line, With Speaker | 4 | VV | Telephone, wall mounted, multi-line with speaker.
A5077 | Dispenser, Hand Sanitizer, Hands-Free | 1 | VV | A touch free wall-mounted hand sanitizer dispenser. For use throughout a healthcare facility. Unit does not include the sanitizing liquid. Units are battery operated.
A5225 | Bracket, Dual Computer Monitor, Desk-Mounted | 4 | VV | Desk-mounted bracket that supports two LCD computer monitors, or laptop and monitor configuration. Extends LCD's or labtop up to 25" with an adjustment range of 18". Desk clamp attaches to edge up to 2.6" thick. Maximum combined weight supported not to exceed 50 lbs.
A6046 | Artwork, Decorative, With Frame | 1 | VV | This JSN is to be used for determining and defining location of decorative artwork.
E0208 | Worksurface, w/Overhd Cab & Drwrs, Wall Mtd, 30" W | 2 | VV | THIS TYPICAL INCLUDES: 2 Vertical Hanging Strips 1 Lockable Flipper Unit 1 Shelf, Storage/Display 1 Light 1 Cantilevered Work Surface 2 Storage Frames 2 Drawers, 3"H 3 Drawers, 6"H
E0214 | Worksurface, w/Overhead Cab, Wall Mtd, 60" W | 5 | VV | THIS TYPICAL INCLUDES: 3 Vertical Hanging Strips 2 Lockable Flipper Units 2 Shelves, Storage/Display 2 Lights 1 Cantilevered Work Surface
F0300 | Chair, Task, Swivel, With Arms | 4 | VV | Task chair, approximately 34" H X 26" W X 22" D with adjustable arms and a five caster adjustable swivel base. Seat and back are foam padded and upholstered in woven fabric or vinyl.
F2010 | Basket, Wastepaper, Step-On | 1 | VV | "Step-on" wastepaper basket with inner liner and foot petal activated flip top.
F3200 | Clock, Battery, 12" Diameter | 1 | VV | Clock, 12" diameter. Round surface, easy to read numbers with sweep second hand. Wall mounted unit for use when impractical to install a fully synchronized clock system. Battery operated, (batteries not included).
M1800 | Monitor, Computer | 4 | VV | A high definition LED computer monitor with minimum 1920 x 1080 resolution, 4ms response time, 25 inch class display size, compatible with desk or arm mounted. Monitor is VESA compatible and Energy Star compliant.
M1801 | Computer, Microprocessing, w/Flat Panel Monitor | 4 | VV | Desk top microprocessing computer. The unit shall consist of a central processing mini tower, flat panel monitor, keyboard, mouse and speakers. The system shall have the following minimum characteristics: a 2.8 GHz Pentium processor; 512 MB memory; 80GB hard drive; 32/48x CD-ROMDVD combo; 1.44MB network interface card; video 32 MB NVIDIA; a 18 inch flat panel monitor. The computer is used throughout the facility to input, manipulate and retrieve information.
M1825 | Printer, Computer | 1 | VV | High resolution computer printer with a variety of type styles and sheet/envelope feeder trays. Database information reflects network ready, medium duty office style laser printers. Other types of printers (bubble jet, dot matrix, line or plotter) as well as light or heavy use capabilities are available.
3 - CEY52 - OPT Pre-Testing / Intake Room, Eye Clnc | 3 - CEY52 - OPT Pre-Testing / Intake Room, Eye Clnc | 3 - CEY52 - OPT Pre-Testing / Intake Room, Eye Clnc | 3 - CEY52 - OPT Pre-Testing / Intake Room, Eye Clnc | 3 - CEY52 - OPT Pre-Testing / Intake Room, Eye Clnc
JSN | NAME | QTY | ACQ/INS | DESCRIPTION
A1010 | Telecommunication Outlet | 2 | VV | Telecommunication outlet location.
A1017 | Telephone, Wall Mounted, Multi-Line, With Speaker | 1 | VV | Telephone, wall mounted, multi-line with speaker.
A1066 | Mirror, Float Glass, With SS Frame | 1 | CC | A high quality 1/4" polished float glass mirror 36X18, framed in a one-piece, bright polished, stainless steel channel frame with 90° mitered corners. All edges of the mirror are protected by absorbing filler strips. Mirror has a galvanized steel back with integral horizontal hanging brackets and wall hanger for concealed mounting. For mounting above single wall mounted lavatories located in toilet areas, Doctors examination offices, etc. May also be used above double lavatories, either wall or countertop mounted, found in restroom areas.
A5048 | Cabinet, Medication, Security, Wall Mounted | 1 | VV | Wall-mounted cabinet for secure storage of medications. Unit has adjustable shelves, may be keyed or electronic combination lock. Cabinet is made of metal and exterior finish may be powder coat paint or wood laminate. Size is approximately 25" H x 20" W x 7" D.
A5075 | Dispenser, Soap, Disposable | 1 | VV | Disposable soap dispenser. One-handed dispensing operation. Designed to accommodate disposable soap cartridge and valve.
A5077 | Dispenser, Hand Sanitizer, Hands-Free | 1 | VV | A touch free wall-mounted hand sanitizer dispenser. For use throughout a healthcare facility. Unit does not include the sanitizing liquid. Units are battery operated.
A5082 | Dispenser, Paper Towel, Sensor, Hands Free | 1 | CC | A surface mounted, sensor activated, automatic, roll paper towel dispenser. The unit dispenses a paper towel automatically only when hands are place in position below the dispenser for maximum sanitation and hygiene. May include adjustable settings for sheet length, time delay, and sensor range. Unit is battery operated or with optional AC power adapter.
A5106 | Waste Disposal Unit, Sharps w/Glove Dispenser | 1 | VV | The unit is designed for the disposal of sharps and complies with OSHA guidelines for the handling of sharps. It shall house a 5 quart container and be capable of being mounted on a wall. It shall have a glove dispenser attached. The unit shall be secured by a locked enclosure.
A5107 | Dispenser, Glove, Surgical/Examination, Wall Mntd | 1 | VV | Examination three (Small Medium, Large) glove dispenser box for wall mounting. Fabricated of either cold rolled steel with a white baked enamel finish, plastic or acrylic. Hardware not included, Option 3 powder coated steel.
A5145 | Hook, Garment, Double, SS, Surface Mounted | 1 | CC | A surface mounted, satin finish stainless steel, double garment hook. Equipped with a concealed mounting bracket that is secured to a concealed wall plate. For general purpose use throughout the facility to hang various items of apparel.
A5225 | Bracket, Dual Computer Monitor, Desk-Mounted | 1 | VV | Desk-mounted bracket that supports two LCD computer monitors, or laptop and monitor configuration. Extends LCD's or labtop up to 25" with an adjustment range of 18". Desk clamp attaches to edge up to 2.6" thick. Maximum combined weight supported not to exceed 50 lbs.
A6046 | Artwork, Decorative, With Frame | 1 | VV | This JSN is to be used for determining and defining location of decorative artwork.
E0204 | Worksurface, w/Overhd Cab & Drwrs, Wall Mtd, 24" W | 1 | VV | THIS TYPICAL INCLUDES: 2 Vertical Hanging Strips 1 Lockable Flipper Unit 1 Shelf, Storage/Display 1 Light 1 Cantilevered Work Surface 2 Storage Frames 2 Drawers, 3"H 3 Drawers, 6"H
E0224 | Worksurface, Computer, O/H Cab, Wall Mtd, 60" W | 1 | VV | THIS TYPICAL INCLUDES: 3 Vertical Hanging Strips 2 Lockable Flipper Units 2 Shelves, Storage/Display 2 Lights 1 Tack board 2 Tool Rails 2 Paper Trays 1 Diagonal Tray 1 Cantilevered Work Surface 1 Adjustable Keyboard Tray 1 Stationary Pedestal, Box/Box/File
F0205 | Chair, Side With Arms | 1 | VV | Upholstered side chair, 32" high X 21" wide X 23" deep with arms, padded seats and padded backs. Seat height is a minimum of 17". Available with or without sled base.
F0340 | Stool, Self Adjusting | 1 | VV | Self adjusting stool. Consists of a foam padded upholstered seat with attached foot rest for added comfort. Mounted on swivel casters. Designed for doctor's use during examinations.
F2010 | Basket, Wastepaper, Step-On | 1 | VV | "Step-on" wastepaper basket with inner liner and foot petal activated flip top.
F3200 | Clock, Battery, 12" Diameter | 1 | VV | Clock, 12" diameter. Round surface, easy to read numbers with sweep second hand. Wall mounted unit for use when impractical to install a fully synchronized clock system. Battery operated, (batteries not included).
M1800 | Monitor, Computer | 1 | VV | A high definition LED computer monitor with minimum 1920 x 1080 resolution, 4ms response time, 25 inch class display size, compatible with desk or arm mounted. Monitor is VESA compatible and Energy Star compliant.
M1801 | Computer, Microprocessing, w/Flat Panel Monitor | 1 | VV | Desk top microprocessing computer. The unit shall consist of a central processing mini tower, flat panel monitor, keyboard, mouse and speakers. The system shall have the following minimum characteristics: a 2.8 GHz Pentium processor; 512 MB memory; 80GB hard drive; 32/48x CD-ROMDVD combo; 1.44MB network interface card; video 32 MB NVIDIA; a 18 inch flat panel monitor. The computer is used throughout the facility to input, manipulate and retrieve information.
M1825 | Printer, Computer | 1 | VV | High resolution computer printer with a variety of type styles and sheet/envelope feeder trays. Database information reflects network ready, medium duty office style laser printers. Other types of printers (bubble jet, dot matrix, line or plotter) as well as light or heavy use capabilities are available.
M5027 | Table, Multiple Instrument, Ophthalmic | 1 | VV | A multiple instrument ophthalmic table. This table is designed to hold up to three ophthalmologic instruments allowing the patient to turn only slightly between them for testing. The table top is adjustable from approximately 26" to 38" and facilitates complete wheelchair accessibility to all instruments.
M5500 | Autorefractor, Ophthalmic | 1 | VV | Ophthalmic autorefractor. Unit is a tabletop model consisting of a instant display TV monitor, forehead rest, measuring head, height adjustment ring, and joystick lever. It features an automatic fogging and a high speed printer. Designed for visual acuity screening.
M5520 | Lensometer | 1 | VV | Lensometer. Unit includes lamps, prism measuring lens marking device, cylinder axis wheel calibrated in two 180 degree segments and a green filter for tinted glass. The instrument may be inclined between 25 to 90 degrees. Used for measuring lens.
M5525 | Lensometer, Soft Contact | 1 | VV | Soft contact lensometer. Unit features lens holder, external scale, prism holder, prism axis from 0 to 180 degree, external power, printer and axis readings with an American style cross-line target. Used for measuring soft and hard contact lenses as well as conventional spectacle lenses.
M5562 | Tester, Visual Acuity, Video/Microprocessor Based | 1 | VV | Visual acuity tester using video (television monitor) and microprocessor technology. This equipment replaces the projector chart and projector in an eye examination lane. Wall bracing is required for mounting the unit directly to the wall without support from below. An optional floor stand can also be used. The unit requires an electrical outlet on the far end wall of the examination lane. This differs from standard eye examination room configurations which normally do not have electrical outlets in that wall. Other options include binocular vision and contrast sensitivity testing.
M5575 | Tonometer, Noncontact | 1 | VV | Non-contact tonometer. Unit includes a built-in RX selector with four diopter corrections, air pulse button, head rest, and a digital display. Used for patient's eye observation, glaucoma screening, and other routine screening through a puff of air.
M6040 | Pachymeter, Ultrasound, Corneal | 1 | VV | Ultrasonic Pachymeter for measuring corneal thickness.
M6045 | Corneal Topography Unit | 1 | VV | Computerized corneal mapping system for pre- and post- surgical diagnosis of astigmatism, refractive error, irregularly shaped corneas and other eye conditions. The unit performs analysis of 5,000 - 6,000 different points on a ring pattern reflected from the patient's cornea to quantify the curvature and contours of the corneal surface.
P3200 | Lavatory, Vitreous China, Slab Type w/Sens Op Fauc | 1 | CC | Wall mounted, slab type, vitreous china, lavatory (approximately 7 x 15 x 10 inches) with faucet holes on 4 inch centers; electronic sensor operated, goose neck spout and grid strainer. It shall be suitable for use in clinics, offices and patient care areas.
4 - CEY53 - OPT Exam / Treatment Room, Eye Clnc | 4 - CEY53 - OPT Exam / Treatment Room, Eye Clnc | 4 - CEY53 - OPT Exam / Treatment Room, Eye Clnc | 4 - CEY53 - OPT Exam / Treatment Room, Eye Clnc | 4 - CEY53 - OPT Exam / Treatment Room, Eye Clnc
JSN | NAME | QTY | ACQ/INS | DESCRIPTION
A1010 | Telecommunication Outlet | 2 | VV | Telecommunication outlet location.
A1017 | Telephone, Wall Mounted, Multi-Line, With Speaker | 1 | VV | Telephone, wall mounted, multi-line with speaker.
A1066 | Mirror, Float Glass, With SS Frame | 1 | CC | A high quality 1/4" polished float glass mirror 36X18, framed in a one-piece, bright polished, stainless steel channel frame with 90° mitered corners. All edges of the mirror are protected by absorbing filler strips. Mirror has a galvanized steel back with integral horizontal hanging brackets and wall hanger for concealed mounting. For mounting above single wall mounted lavatories located in toilet areas, Doctors examination offices, etc. May also be used above double lavatories, either wall or countertop mounted, found in restroom areas.
A5048 | Cabinet, Medication, Security, Wall Mounted | 1 | VV | Wall-mounted cabinet for secure storage of medications. Unit has adjustable shelves, may be keyed or electronic combination lock. Cabinet is made of metal and exterior finish may be powder coat paint or wood laminate. Size is approximately 25" H x 20" W x 7" D.
A5075 | Dispenser, Soap, Disposable | 1 | VV | Disposable soap dispenser. One-handed dispensing operation. Designed to accommodate disposable soap cartridge and valve.
A5077 | Dispenser, Hand Sanitizer, Hands-Free | 1 | VV | A touch free wall-mounted hand sanitizer dispenser. For use throughout a healthcare facility. Unit does not include the sanitizing liquid. Units are battery operated.
A5082 | Dispenser, Paper Towel, Sensor, Hands Free | 1 | CC | A surface mounted, sensor activated, automatic, roll paper towel dispenser. The unit dispenses a paper towel automatically only when hands are place in position below the dispenser for maximum sanitation and hygiene. May include adjustable settings for sheet length, time delay, and sensor range. Unit is battery operated or with optional AC power adapter.
A5106 | Waste Disposal Unit, Sharps w/Glove Dispenser | 1 | VV | The unit is designed for the disposal of sharps and complies with OSHA guidelines for the handling of sharps. It shall house a 5 quart container and be capable of being mounted on a wall. It shall have a glove dispenser attached. The unit shall be secured by a locked enclosure.
A5145 | Hook, Garment, Double, SS, Surface Mounted | 1 | CC | A surface mounted, satin finish stainless steel, double garment hook. Equipped with a concealed mounting bracket that is secured to a concealed wall plate. For general purpose use throughout the facility to hang various items of apparel.
A5225 | Bracket, Dual Computer Monitor, Desk-Mounted | 1 | VV | Desk-mounted bracket that supports two LCD computer monitors, or laptop and monitor configuration. Extends LCD's or labtop up to 25" with an adjustment range of 18". Desk clamp attaches to edge up to 2.6" thick. Maximum combined weight supported not to exceed 50 lbs.
A6046 | Artwork, Decorative, With Frame | 1 | VV | This JSN is to be used for determining and defining location of decorative artwork.
F0205 | Chair, Side With Arms | 1 | VV | Upholstered side chair, 32" high X 21" wide X 23" deep with arms, padded seats and padded backs. Seat height is a minimum of 17". Available with or without sled base.
F0340 | Stool, Self Adjusting | 1 | VV | Self adjusting stool. Consists of a foam padded upholstered seat with attached foot rest for added comfort. Mounted on swivel casters. Designed for doctor's use during examinations.
F0836 | Stand, Printer, Mobile | 1 | VV | Mobile stand with laminate top and adjustable shelf or shelves, holds up to 200 lbs. 26"H, 26"W, 20"D.
F2010 | Basket, Wastepaper, Step-On | 1 | VV | "Step-on" wastepaper basket with inner liner and foot petal activated flip top.
F3200 | Clock, Battery, 12" Diameter | 1 | VV | Clock, 12" diameter. Round surface, easy to read numbers with sweep second hand. Wall mounted unit for use when impractical to install a fully synchronized clock system. Battery operated, (batteries not included).
M1800 | Monitor, Computer | 1 | VV | A high definition LED computer monitor with minimum 1920 x 1080 resolution, 4ms response time, 25 inch class display size, compatible with desk or arm mounted. Monitor is VESA compatible and Energy Star compliant.
M1801 | Computer, Microprocessing, w/Flat Panel Monitor | 1 | VV | Desk top microprocessing computer. The unit shall consist of a central processing mini tower, flat panel monitor, keyboard, mouse and speakers. The system shall have the following minimum characteristics: a 2.8 GHz Pentium processor; 512 MB memory; 80GB hard drive; 32/48x CD-ROMDVD combo; 1.44MB network interface card; video 32 MB NVIDIA; a 18 inch flat panel monitor. The computer is used throughout the facility to input, manipulate and retrieve information.
M1825 | Printer, Computer | 1 | VV | High resolution computer printer with a variety of type styles and sheet/envelope feeder trays. Database information reflects network ready, medium duty office style laser printers. Other types of printers (bubble jet, dot matrix, line or plotter) as well as light or heavy use capabilities are available.
M4116 | Monitor, Vital Signs | 1 | VV | Electronic sphygmomanometer. LCD displays non-invasive blood pressure, pulse rate and temperature. Used in hospitals and clinics. Includes an optional mobile stand.
M4915 | Chair, Exam/Treatment, ENT, w/Adjustable Light | 1 | VV | ENT exam/treatment chair with adjustable light. Chair can be rotated 330 degrees locking at desired position. Unit is electrically powered for precise positioning and has an adjustable headrest and armrest. It may include an adjustable gooseneck light. Unit is designed for use during examinations, treatments, and minor procedures.
M5015 | Desk, Refraction, w/Sink | 1 | VC | Refraction desk. This unit has a plastic laminated finish, one trail drawer with full suspension, and three storage electrical drawers with single door. It has a five switch control panel for interior room illustration muscle light, OPH project, lens-o-meter, and option for additional accessories, cameo with single bowl sink, and gooseneck faucet with wrist blade controls. This item may include an optional equipment stand/pole with one to three arms and the ability to accept a phoropter arm. The unit is used during eye examinations in ophthalmic clinics and hospitals. This unit requires special electrical hookup.
M5525 | Lensometer, Soft Contact | 1 | VV | Soft contact lensometer. Unit features lens holder, external scale, prism holder, prism axis from 0 to 180 degree, external power, printer and axis readings with an American style cross-line target. Used for measuring soft and hard contact lenses as well as conventional spectacle lenses.
M5530 | Lamp, Slit, w/Applanation Tonometer | 1 | VV | Slit lamp with applanation tonometer. Unit consists of a base mounted ophthalmological slit lamp with head and chin rest and manual height and focusing adjustments. The instrument features a microscope head with parallel optics that will accept an applanation tonometer. Designed for use in ophthalmology during diagnostic examinations.
M5535 | Ophthalmoscope, Binocular, Indirect | 1 | VV | Binocular indirect ophthalmoscope. Unit consists of headband and crown, halogen quartz lamp, multi-coated aspherical lenses, scleral depressor and mirror. It also includes a control switch that regulates the illumination from 2 to 6 volts. Used to examine presence of blood vessels in patient's pupils.
M5536 | Ophthalmoscope, Direct | 1 | VV | The Direct Ophthalmoscope shall be an instrument for examining the back portion of the interior of the eyeball and produces an un-reversed image. The unit shall consist of a head, a rechargeable handle, 3.5 v long-life battery and a case.
M5545 | Ophthalmometer/Keratometer | 1 | VV | Keratometer/ophthalmometer. Unit features a focusing system, engraved focusing scale, positive fixation for rapid measurements, center and peripheral corneal measurements scale with a range from 30D to 60D. Unit is used for measuring corneal astigmatism.
M5562 | Tester, Visual Acuity, Video/Microprocessor Based | 1 | VV | Visual acuity tester using video (television monitor) and microprocessor technology. This equipment replaces the projector chart and projector in an eye examination lane. Wall bracing is required for mounting the unit directly to the wall without support from below. An optional floor stand can also be used. The unit requires an electrical outlet on the far end wall of the examination lane. This differs from standard eye examination room configurations which normally do not have electrical outlets in that wall. Other options include binocular vision and contrast sensitivity testing.
M5599 | Phoropter | 1 | VV | This digital instrument is operated via touch screen, both with an optional medical grade panel PC or an iPad. Features include multiple lenses,fully integrated GUI, preconfigured workflows or individually configured. Compatible with EHR. The instrument is typically mounted on an arm extended from an optical instument stand and may be mounted on a power table.
M5601 | Chair, Glide, Exam | 1 | VV | The Chair Glide allows the exam chair to easily slide out of the way to accommodate wheelchair patients. The built in track guides prevents lateral movement when gliding the chair back and forth. The Glide may be made out of stainless steel or heavy duty cast aluminum.
M5605 | Retinoscope, Streak | 1 | VV | Streak retinoscope. Lightweight instrument with interchangeable heads, rechargeable battery handle, mirror, forehead rest and one halogen lamp. Continuous 360-degree streak rotation.
M5700 | Frame Set, Lens, Trial | 1 | VV | Trial lens frame set. Set consists of light weight and color-coded marked lenses, holding tray, and a complete assortment of other accessories. It is used to determine visual acuity. Set features horizontal and vertical bridge adjustments with individual adjustments for temple length and angle.
M5705 | Gauge, Distance, Pupillary | 1 | VV | Pupillary distance gauge. Unit is electronic and features corneal reflection, LCD display, 0.5mm measurement increments, and measure fixation PD distance to 30 cm from infinity. Unit runs on battery power and is designed to measure the distance between pupils as well as corneal and pupil diameter.
M5730 | Stand, Instrument, Ophthalmic | 1 | VV | Ophthalmic instrument stand. Unit provides power supply for hand-held instruments, mounting post for phoropter, and mounting post and arm for slit lamp table adjacent to the ophthalmic exam chair. Used in the eye exam room.
M6040 | Pachymeter, Ultrasound, Corneal | 1 | VV | Ultrasonic Pachymeter for measuring corneal thickness.
5 - CEY54 - OPT Visual Fields Room, Eye Clnc | 5 - CEY54 - OPT Visual Fields Room, Eye Clnc | 5 - CEY54 - OPT Visual Fields Room, Eye Clnc | 5 - CEY54 - OPT Visual Fields Room, Eye Clnc | 5 - CEY54 - OPT Visual Fields Room, Eye Clnc
JSN | NAME | QTY | ACQ/INS | DESCRIPTION
A1010 | Telecommunication Outlet | 2 | VV | Telecommunication outlet location.
A1015 | Telephone, Desk, Multiple Line | 1 | VV | Telephone, desk, multiple line.
A1066 | Mirror, Float Glass, With SS Frame | 1 | CC | A high quality 1/4" polished float glass mirror 36X18, framed in a one-piece, bright polished, stainless steel channel frame with 90° mitered corners. All edges of the mirror are protected by absorbing filler strips. Mirror has a galvanized steel back with integral horizontal hanging brackets and wall hanger for concealed mounting. For mounting above single wall mounted lavatories located in toilet areas, Doctors examination offices, etc. May also be used above double lavatories, either wall or countertop mounted, found in restroom areas.
A5048 | Cabinet, Medication, Security, Wall Mounted | 1 | VV | Wall-mounted cabinet for secure storage of medications. Unit has adjustable shelves, may be keyed or electronic combination lock. Cabinet is made of metal and exterior finish may be powder coat paint or wood laminate. Size is approximately 25" H x 20" W x 7" D.
A5075 | Dispenser, Soap, Disposable | 1 | VV | Disposable soap dispenser. One-handed dispensing operation. Designed to accommodate disposable soap cartridge and valve.
A5077 | Dispenser, Hand Sanitizer, Hands-Free | 1 | VV | A touch free wall-mounted hand sanitizer dispenser. For use throughout a healthcare facility. Unit does not include the sanitizing liquid. Units are battery operated.
A5082 | Dispenser, Paper Towel, Sensor, Hands Free | 1 | CC | A surface mounted, sensor activated, automatic, roll paper towel dispenser. The unit dispenses a paper towel automatically only when hands are place in position below the dispenser for maximum sanitation and hygiene. May include adjustable settings for sheet length, time delay, and sensor range. Unit is battery operated or with optional AC power adapter.
A5106 | Waste Disposal Unit, Sharps w/Glove Dispenser | 1 | VV | The unit is designed for the disposal of sharps and complies with OSHA guidelines for the handling of sharps. It shall house a 5 quart container and be capable of being mounted on a wall. It shall have a glove dispenser attached. The unit shall be secured by a locked enclosure.
A5145 | Hook, Garment, Double, SS, Surface Mounted | 1 | CC | A surface mounted, satin finish stainless steel, double garment hook. Equipped with a concealed mounting bracket that is secured to a concealed wall plate. For general purpose use throughout the facility to hang various items of apparel.
A6046 | Artwork, Decorative, With Frame | 1 | VV | This JSN is to be used for determining and defining location of decorative artwork.
E0204 | Worksurface, w/Overhd Cab & Drwrs, Wall Mtd, 24" W | 1 | VV | THIS TYPICAL INCLUDES: 2 Vertical Hanging Strips 1 Lockable Flipper Unit 1 Shelf, Storage/Display 1 Light 1 Cantilevered Work Surface 2 Storage Frames 2 Drawers, 3"H 3 Drawers, 6"H
E0224 | Worksurface, Computer, O/H Cab, Wall Mtd, 60" W | 1 | VV | THIS TYPICAL INCLUDES: 3 Vertical Hanging Strips 2 Lockable Flipper Units 2 Shelves, Storage/Display 2 Lights 1 Tack board 2 Tool Rails 2 Paper Trays 1 Diagonal Tray 1 Cantilevered Work Surface 1 Adjustable Keyboard Tray 1 Stationary Pedestal, Box/Box/File
F0205 | Chair, Side With Arms | 1 | VV | Upholstered side chair, 32" high X 21" wide X 23" deep with arms, padded seats and padded backs. Seat height is a minimum of 17". Available with or without sled base.
F0340 | Stool, Self Adjusting | 1 | VV | Self adjusting stool. Consists of a foam padded upholstered seat with attached foot rest for added comfort. Mounted on swivel casters. Designed for doctor's use during examinations.
F2010 | Basket, Wastepaper, Step-On | 1 | VV | "Step-on" wastepaper basket with inner liner and foot petal activated flip top.
F3200 | Clock, Battery, 12" Diameter | 1 | VV | Clock, 12" diameter. Round surface, easy to read numbers with sweep second hand. Wall mounted unit for use when impractical to install a fully synchronized clock system. Battery operated, (batteries not included).
M1800 | Monitor, Computer | 1 | VV | A high definition LED computer monitor with minimum 1920 x 1080 resolution, 4ms response time, 25 inch class display size, compatible with desk or arm mounted. Monitor is VESA compatible and Energy Star compliant.
M1801 | Computer, Microprocessing, w/Flat Panel Monitor | 1 | VV | Desk top microprocessing computer. The unit shall consist of a central processing mini tower, flat panel monitor, keyboard, mouse and speakers. The system shall have the following minimum characteristics: a 2.8 GHz Pentium processor; 512 MB memory; 80GB hard drive; 32/48x CD-ROMDVD combo; 1.44MB network interface card; video 32 MB NVIDIA; a 18 inch flat panel monitor. The computer is used throughout the facility to input, manipulate and retrieve information.
M1825 | Printer, Computer | 1 | VV | High resolution computer printer with a variety of type styles and sheet/envelope feeder trays. Database information reflects network ready, medium duty office style laser printers. Other types of printers (bubble jet, dot matrix, line or plotter) as well as light or heavy use capabilities are available.
M5025 | Table, Instrument, Ophthalmic, Adjustable | 1 | VV | Ophthalmic adjustable instrument table. Four toed pedestal type base with foot pedal brake or hand operated clamp for securing table adjustment. Designed for use with slit lamp, ophthalmometer, perimeter and screening instruments.
M5520 | Lensometer | 1 | VV | Lensometer. Unit includes lamps, prism measuring lens marking device, cylinder axis wheel calibrated in two 180 degree segments and a green filter for tinted glass. The instrument may be inclined between 25 to 90 degrees. Used for measuring lens.
M5525 | Lensometer, Soft Contact | 1 | VV | Soft contact lensometer. Unit features lens holder, external scale, prism holder, prism axis from 0 to 180 degree, external power, printer and axis readings with an American style cross-line target. Used for measuring soft and hard contact lenses as well as conventional spectacle lenses.
M5555 | Perimeter, Automated | 1 | VV | Automated ophthalmic perimeter. Unit has on screen display for rapid and accurate alignment of patients automatic pupil size measurement, seven different fixation aids, ergonomic chin rest, several threshold strategies, and high target intensity.
M5700 | Frame Set, Lens, Trial | 1 | VV | Trial lens frame set. Set consists of light weight and color-coded marked lenses, holding tray, and a complete assortment of other accessories. It is used to determine visual acuity. Set features horizontal and vertical bridge adjustments with individual adjustments for temple length and angle.
P3200 | Lavatory, Vitreous China, Slab Type w/Sens Op Fauc | 1 | CC | Wall mounted, slab type, vitreous china, lavatory (approximately 7 x 15 x 10 inches) with faucet holes on 4 inch centers; electronic sensor operated, goose neck spout and grid strainer. It shall be suitable for use in clinics, offices and patient care areas.
6 - CEY55 - OPT Photography Room, Eye Clnc | 6 - CEY55 - OPT Photography Room, Eye Clnc | 6 - CEY55 - OPT Photography Room, Eye Clnc | 6 - CEY55 - OPT Photography Room, Eye Clnc | 6 - CEY55 - OPT Photography Room, Eye Clnc
JSN | NAME | QTY | ACQ/INS | DESCRIPTION
A1010 | Telecommunication Outlet | 2 | VV | Telecommunication outlet location.
A1066 | Mirror, Float Glass, With SS Frame | 1 | CC | A high quality 1/4" polished float glass mirror 36X18, framed in a one-piece, bright polished, stainless steel channel frame with 90° mitered corners. All edges of the mirror are protected by absorbing filler strips. Mirror has a galvanized steel back with integral horizontal hanging brackets and wall hanger for concealed mounting. For mounting above single wall mounted lavatories located in toilet areas, Doctors examination offices, etc. May also be used above double lavatories, either wall or countertop mounted, found in restroom areas.
A5048 | Cabinet, Medication, Security, Wall Mounted | 1 | VV | Wall-mounted cabinet for secure storage of medications. Unit has adjustable shelves, may be keyed or electronic combination lock. Cabinet is made of metal and exterior finish may be powder coat paint or wood laminate. Size is approximately 25" H x 20" W x 7" D.
A5075 | Dispenser, Soap, Disposable | 1 | VV | Disposable soap dispenser. One-handed dispensing operation. Designed to accommodate disposable soap cartridge and valve.
A5077 | Dispenser, Hand Sanitizer, Hands-Free | 1 | VV | A touch free wall-mounted hand sanitizer dispenser. For use throughout a healthcare facility. Unit does not include the sanitizing liquid. Units are battery operated.
A5082 | Dispenser, Paper Towel, Sensor, Hands Free | 1 | CC | A surface mounted, sensor activated, automatic, roll paper towel dispenser. The unit dispenses a paper towel automatically only when hands are place in position below the dispenser for maximum sanitation and hygiene. May include adjustable settings for sheet length, time delay, and sensor range. Unit is battery operated or with optional AC power adapter.
A5106 | Waste Disposal Unit, Sharps w/Glove Dispenser | 1 | VV | The unit is designed for the disposal of sharps and complies with OSHA guidelines for the handling of sharps. It shall house a 5 quart container and be capable of being mounted on a wall. It shall have a glove dispenser attached. The unit shall be secured by a locked enclosure.
A5145 | Hook, Garment, Double, SS, Surface Mounted | 1 | CC | A surface mounted, satin finish stainless steel, double garment hook. Equipped with a concealed mounting bracket that is secured to a concealed wall plate. For general purpose use throughout the facility to hang various items of apparel.
A5225 | Bracket, Dual Computer Monitor, Desk-Mounted | 1 | VV | Desk-mounted bracket that supports two LCD computer monitors, or laptop and monitor configuration. Extends LCD's or labtop up to 25" with an adjustment range of 18". Desk clamp attaches to edge up to 2.6" thick. Maximum combined weight supported not to exceed 50 lbs.
E0204 | Worksurface, w/Overhd Cab & Drwrs, Wall Mtd, 24" W | 1 | VV | THIS TYPICAL INCLUDES: 2 Vertical Hanging Strips 1 Lockable Flipper Unit 1 Shelf, Storage/Display 1 Light 1 Cantilevered Work Surface 2 Storage Frames 2 Drawers, 3"H 3 Drawers, 6"H
E0224 | Worksurface, Computer, O/H Cab, Wall Mtd, 60" W | 1 | VV | THIS TYPICAL INCLUDES: 3 Vertical Hanging Strips 2 Lockable Flipper Units 2 Shelves, Storage/Display 2 Lights 1 Tack board 2 Tool Rails 2 Paper Trays 1 Diagonal Tray 1 Cantilevered Work Surface 1 Adjustable Keyboard Tray 1 Stationary Pedestal, Box/Box/File
E0954 | Cart, Emergency, Mobile, 66"H x 32"W x 22"D | 1 | VV | THIS TYPICAL INCLUDES: 1 Cart body, style-A narrow, w/raised edge top 1 Accessory rail, side 1 Accessory rail, back 1 Defibrillator tray 1 IV pole 1 Breakaway bar 1 Flip-up shelf 1 Wastebasket 1 Oxygen tank holder 1 Electrical box-4 outlet 1 Cord wrap 4 Drawer, 3"H 3 Drawer, 6"H Drawer organizer bins.
F0205 | Chair, Side With Arms | 3 | VV | Upholstered side chair, 32" high X 21" wide X 23" deep with arms, padded seats and padded backs. Seat height is a minimum of 17". Available with or without sled base.
F0340 | Stool, Self Adjusting | 3 | VV | Self adjusting stool. Consists of a foam padded upholstered seat with attached foot rest for added comfort. Mounted on swivel casters. Designed for doctor's use during examinations.
F2010 | Basket, Wastepaper, Step-On | 1 | VV | "Step-on" wastepaper basket with inner liner and foot petal activated flip top.
F3200 | Clock, Battery, 12" Diameter | 1 | VV | Clock, 12" diameter. Round surface, easy to read numbers with sweep second hand. Wall mounted unit for use when impractical to install a fully synchronized clock system. Battery operated, (batteries not included).
M1800 | Monitor, Computer | 1 | VV | A high definition LED computer monitor with minimum 1920 x 1080 resolution, 4ms response time, 25 inch class display size, compatible with desk or arm mounted. Monitor is VESA compatible and Energy Star compliant.
M1801 | Computer, Microprocessing, w/Flat Panel Monitor | 1 | VV | Desk top microprocessing computer. The unit shall consist of a central processing mini tower, flat panel monitor, keyboard, mouse and speakers. The system shall have the following minimum characteristics: a 2.8 GHz Pentium processor; 512 MB memory; 80GB hard drive; 32/48x CD-ROMDVD combo; 1.44MB network interface card; video 32 MB NVIDIA; a 18 inch flat panel monitor. The computer is used throughout the facility to input, manipulate and retrieve information.
M1825 | Printer, Computer | 1 | VV | High resolution computer printer with a variety of type styles and sheet/envelope feeder trays. Database information reflects network ready, medium duty office style laser printers. Other types of printers (bubble jet, dot matrix, line or plotter) as well as light or heavy use capabilities are available.
M5025 | Table, Instrument, Ophthalmic, Adjustable | 3 | VV | Ophthalmic adjustable instrument table. Four toed pedestal type base with foot pedal brake or hand operated clamp for securing table adjustment. Designed for use with slit lamp, ophthalmometer, perimeter and screening instruments.
M5510 | Camera, Fundus, Digital | 1 | VV | The digital fundus camera system is designed for use in diagnosing and recording ocular disorders. It shall consist of a digital imager, computer, monitor, chin rest, joy stick and software to record, store, edit and print digital images. The system may also include a system table and an adjustable patient table.
M5531 | Lamp, Slit, Photographic w/Tonometer | 1 | VV | Slit lamp with applanation tonometer. Unit consists of a base mounted ophthalmological slit lamp, with head and chin rest and manual height and focusing adjustments. The instrument also features a microscope head with parallel optics that will accept an applanation tonometer. For use in ophthalmology during diagnostic examinations. Unit to be supplied with appropriate beam splitter, 35 mm camera back, camera interface, enhanced illumination and illumination controls to permit photographs of the visual field to be obtained. Optional video/digital available.
M6050 | Retinal Imaging System, Fluoroscein/Indocyanine | 1 | VV | Digital camera system for conducting fluorescing and indocyanine green studies of the choroid of the retina. The infrared sensitive camera has interchangeable barrier and exciter filters for the different dyes. The camera transmits images to a high resolution computer system and monitors for viewing, analysis, enhancement, manipulation, recording and color printing. Database reflects pricing and physical characteristics for the entire system with its required computer.
P3200 | Lavatory, Vitreous China, Slab Type w/Sens Op Fauc | 1 | CC | Wall mounted, slab type, vitreous china, lavatory (approximately 7 x 15 x 10 inches) with faucet holes on 4 inch centers; electronic sensor operated, goose neck spout and grid strainer. It shall be suitable for use in clinics, offices and patient care areas.
7 - CEY56 - OPT Ultrasound Room, Eye Clnc | 7 - CEY56 - OPT Ultrasound Room, Eye Clnc | 7 - CEY56 - OPT Ultrasound Room, Eye Clnc | 7 - CEY56 - OPT Ultrasound Room, Eye Clnc | 7 - CEY56 - OPT Ultrasound Room, Eye Clnc
JSN | NAME | QTY | ACQ/INS | DESCRIPTION
A1010 | Telecommunication Outlet | 1 | VV | Telecommunication outlet location.
A1015 | Telephone, Desk, Multiple Line | 1 | VV | Telephone, desk, multiple line.
A1066 | Mirror, Float Glass, With SS Frame | 1 | CC | A high quality 1/4" polished float glass mirror 36X18, framed in a one-piece, bright polished, stainless steel channel frame with 90° mitered corners. All edges of the mirror are protected by absorbing filler strips. Mirror has a galvanized steel back with integral horizontal hanging brackets and wall hanger for concealed mounting. For mounting above single wall mounted lavatories located in toilet areas, Doctors examination offices, etc. May also be used above double lavatories, either wall or countertop mounted, found in restroom areas.
A5048 | Cabinet, Medication, Security, Wall Mounted | 1 | VV | Wall-mounted cabinet for secure storage of medications. Unit has adjustable shelves, may be keyed or electronic combination lock. Cabinet is made of metal and exterior finish may be powder coat paint or wood laminate. Size is approximately 25" H x 20" W x 7" D.
A5075 | Dispenser, Soap, Disposable | 1 | VV | Disposable soap dispenser. One-handed dispensing operation. Designed to accommodate disposable soap cartridge and valve.
A5077 | Dispenser, Hand Sanitizer, Hands-Free | 1 | VV | A touch free wall-mounted hand sanitizer dispenser. For use throughout a healthcare facility. Unit does not include the sanitizing liquid. Units are battery operated.
A5082 | Dispenser, Paper Towel, Sensor, Hands Free | 1 | CC | A surface mounted, sensor activated, automatic, roll paper towel dispenser. The unit dispenses a paper towel automatically only when hands are place in position below the dispenser for maximum sanitation and hygiene. May include adjustable settings for sheet length, time delay, and sensor range. Unit is battery operated or with optional AC power adapter.
A5106 | Waste Disposal Unit, Sharps w/Glove Dispenser | 1 | VV | The unit is designed for the disposal of sharps and complies with OSHA guidelines for the handling of sharps. It shall house a 5 quart container and be capable of being mounted on a wall. It shall have a glove dispenser attached. The unit shall be secured by a locked enclosure.
A5145 | Hook, Garment, Double, SS, Surface Mounted | 1 | CC | A surface mounted, satin finish stainless steel, double garment hook. Equipped with a concealed mounting bracket that is secured to a concealed wall plate. For general purpose use throughout the facility to hang various items of apparel.
A5225 | Bracket, Dual Computer Monitor, Desk-Mounted | 1 | VV | Desk-mounted bracket that supports two LCD computer monitors, or laptop and monitor configuration. Extends LCD's or labtop up to 25" with an adjustment range of 18". Desk clamp attaches to edge up to 2.6" thick. Maximum combined weight supported not to exceed 50 lbs.
A6046 | Artwork, Decorative, With Frame | 1 | VV | This JSN is to be used for determining and defining location of decorative artwork.
E0204 | Worksurface, w/Overhd Cab & Drwrs, Wall Mtd, 24" W | 1 | VV | THIS TYPICAL INCLUDES: 2 Vertical Hanging Strips 1 Lockable Flipper Unit 1 Shelf, Storage/Display 1 Light 1 Cantilevered Work Surface 2 Storage Frames 2 Drawers, 3"H 3 Drawers, 6"H
E0224 | Worksurface, Computer, O/H Cab, Wall Mtd, 60" W | 1 | VV | THIS TYPICAL INCLUDES: 3 Vertical Hanging Strips 2 Lockable Flipper Units 2 Shelves, Storage/Display 2 Lights 1 Tack board 2 Tool Rails 2 Paper Trays 1 Diagonal Tray 1 Cantilevered Work Surface 1 Adjustable Keyboard Tray 1 Stationary Pedestal, Box/Box/File
F0205 | Chair, Side With Arms | 1 | VV | Upholstered side chair, 32" high X 21" wide X 23" deep with arms, padded seats and padded backs. Seat height is a minimum of 17". Available with or without sled base.
F0340 | Stool, Self Adjusting | 1 | VV | Self adjusting stool. Consists of a foam padded upholstered seat with attached foot rest for added comfort. Mounted on swivel casters. Designed for doctor's use during examinations.
F2010 | Basket, Wastepaper, Step-On | 1 | VV | "Step-on" wastepaper basket with inner liner and foot petal activated flip top.
F3200 | Clock, Battery, 12" Diameter | 1 | VV | Clock, 12" diameter. Round surface, easy to read numbers with sweep second hand. Wall mounted unit for use when impractical to install a fully synchronized clock system. Battery operated, (batteries not included).
M1800 | Monitor, Computer | 1 | VV | A high definition LED computer monitor with minimum 1920 x 1080 resolution, 4ms response time, 25 inch class display size, compatible with desk or arm mounted. Monitor is VESA compatible and Energy Star compliant.
M1801 | Computer, Microprocessing, w/Flat Panel Monitor | 1 | VV | Desk top microprocessing computer. The unit shall consist of a central processing mini tower, flat panel monitor, keyboard, mouse and speakers. The system shall have the following minimum characteristics: a 2.8 GHz Pentium processor; 512 MB memory; 80GB hard drive; 32/48x CD-ROMDVD combo; 1.44MB network interface card; video 32 MB NVIDIA; a 18 inch flat panel monitor. The computer is used throughout the facility to input, manipulate and retrieve information.
M1825 | Printer, Computer | 1 | VV | High resolution computer printer with a variety of type styles and sheet/envelope feeder trays. Database information reflects network ready, medium duty office style laser printers. Other types of printers (bubble jet, dot matrix, line or plotter) as well as light or heavy use capabilities are available.
M4915 | Chair, Exam/Treatment, ENT, w/Adjustable Light | 1 | VV | ENT exam/treatment chair with adjustable light. Chair can be rotated 330 degrees locking at desired position. Unit is electrically powered for precise positioning and has an adjustable headrest and armrest. It may include an adjustable gooseneck light. Unit is designed for use during examinations, treatments, and minor procedures.
P3200 | Lavatory, Vitreous China, Slab Type w/Sens Op Fauc | 1 | CC | Wall mounted, slab type, vitreous china, lavatory (approximately 7 x 15 x 10 inches) with faucet holes on 4 inch centers; electronic sensor operated, goose neck spout and grid strainer. It shall be suitable for use in clinics, offices and patient care areas.
X2112 | Scanner, Ultrasound, Opthalmic | 1 | VV | A high-resolution ultrasound system capable of utilizing a range of transducer frequencies for imaging of various ophthalmic structures. Configurable as a B-scan, UMB, or combination system with optional A-scan. Features include four preset scan modes, integrated computer hardware, two RAID-configured SATA 1 TB or higher drives, 21" HD monitor, wireless keyboard and mouse interface. Able to interface with image management and EMR systems.
8 - CEY61 - OPT Tomography Room, Eye Clnc | 8 - CEY61 - OPT Tomography Room, Eye Clnc | 8 - CEY61 - OPT Tomography Room, Eye Clnc | 8 - CEY61 - OPT Tomography Room, Eye Clnc | 8 - CEY61 - OPT Tomography Room, Eye Clnc
JSN | NAME | QTY | ACQ/INS | DESCRIPTION
A1010 | Telecommunication Outlet | 4 | VV | Telecommunication outlet location.
A1015 | Telephone, Desk, Multiple Line | 1 | VV | Telephone, desk, multiple line.
A1066 | Mirror, Float Glass, With SS Frame | 1 | CC | A high quality 1/4" polished float glass mirror 36X18, framed in a one-piece, bright polished, stainless steel channel frame with 90° mitered corners. All edges of the mirror are protected by absorbing filler strips. Mirror has a galvanized steel back with integral horizontal hanging brackets and wall hanger for concealed mounting. For mounting above single wall mounted lavatories located in toilet areas, Doctors examination offices, etc. May also be used above double lavatories, either wall or countertop mounted, found in restroom areas.
A5048 | Cabinet, Medication, Security, Wall Mounted | 1 | VV | Wall-mounted cabinet for secure storage of medications. Unit has adjustable shelves, may be keyed or electronic combination lock. Cabinet is made of metal and exterior finish may be powder coat paint or wood laminate. Size is approximately 25" H x 20" W x 7" D.
A5075 | Dispenser, Soap, Disposable | 1 | VV | Disposable soap dispenser. One-handed dispensing operation. Designed to accommodate disposable soap cartridge and valve.
A5077 | Dispenser, Hand Sanitizer, Hands-Free | 1 | VV | A touch free wall-mounted hand sanitizer dispenser. For use throughout a healthcare facility. Unit does not include the sanitizing liquid. Units are battery operated.
A5082 | Dispenser, Paper Towel, Sensor, Hands Free | 1 | CC | A surface mounted, sensor activated, automatic, roll paper towel dispenser. The unit dispenses a paper towel automatically only when hands are place in position below the dispenser for maximum sanitation and hygiene. May include adjustable settings for sheet length, time delay, and sensor range. Unit is battery operated or with optional AC power adapter.
A5106 | Waste Disposal Unit, Sharps w/Glove Dispenser | 1 | VV | The unit is designed for the disposal of sharps and complies with OSHA guidelines for the handling of sharps. It shall house a 5 quart container and be capable of being mounted on a wall. It shall have a glove dispenser attached. The unit shall be secured by a locked enclosure.
A5145 | Hook, Garment, Double, SS, Surface Mounted | 1 | CC | A surface mounted, satin finish stainless steel, double garment hook. Equipped with a concealed mounting bracket that is secured to a concealed wall plate. For general purpose use throughout the facility to hang various items of apparel.
A5225 | Bracket, Dual Computer Monitor, Desk-Mounted | 1 | VV | Desk-mounted bracket that supports two LCD computer monitors, or laptop and monitor configuration. Extends LCD's or labtop up to 25" with an adjustment range of 18". Desk clamp attaches to edge up to 2.6" thick. Maximum combined weight supported not to exceed 50 lbs.
E0224 | Worksurface, Computer, O/H Cab, Wall Mtd, 60" W | 1 | VV | THIS TYPICAL INCLUDES: 3 Vertical Hanging Strips 2 Lockable Flipper Units 2 Shelves, Storage/Display 2 Lights 1 Tack board 2 Tool Rails 2 Paper Trays 1 Diagonal Tray 1 Cantilevered Work Surface 1 Adjustable Keyboard Tray 1 Stationary Pedestal, Box/Box/File
F0205 | Chair, Side With Arms | 2 | VV | Upholstered side chair, 32" high X 21" wide X 23" deep with arms, padded seats and padded backs. Seat height is a minimum of 17". Available with or without sled base.
F0340 | Stool, Self Adjusting | 2 | VV | Self adjusting stool. Consists of a foam padded upholstered seat with attached foot rest for added comfort. Mounted on swivel casters. Designed for doctor's use during examinations.
F2010 | Basket, Wastepaper, Step-On | 1 | VV | "Step-on" wastepaper basket with inner liner and foot petal activated flip top.
F3200 | Clock, Battery, 12" Diameter | 1 | VV | Clock, 12" diameter. Round surface, easy to read numbers with sweep second hand. Wall mounted unit for use when impractical to install a fully synchronized clock system. Battery operated, (batteries not included).
M1800 | Monitor, Computer | 1 | VV | A high definition LED computer monitor with minimum 1920 x 1080 resolution, 4ms response time, 25 inch class display size, compatible with desk or arm mounted. Monitor is VESA compatible and Energy Star compliant.
M1801 | Computer, Microprocessing, w/Flat Panel Monitor | 1 | VV | Desk top microprocessing computer. The unit shall consist of a central processing mini tower, flat panel monitor, keyboard, mouse and speakers. The system shall have the following minimum characteristics: a 2.8 GHz Pentium processor; 512 MB memory; 80GB hard drive; 32/48x CD-ROMDVD combo; 1.44MB network interface card; video 32 MB NVIDIA; a 18 inch flat panel monitor. The computer is used throughout the facility to input, manipulate and retrieve information.
M1825 | Printer, Computer | 1 | VV | High resolution computer printer with a variety of type styles and sheet/envelope feeder trays. Database information reflects network ready, medium duty office style laser printers. Other types of printers (bubble jet, dot matrix, line or plotter) as well as light or heavy use capabilities are available.
M5025 | Table, Instrument, Ophthalmic, Adjustable | 2 | VV | Ophthalmic adjustable instrument table. Four toed pedestal type base with foot pedal brake or hand operated clamp for securing table adjustment. Designed for use with slit lamp, ophthalmometer, perimeter and screening instruments.
M5551 | Tomography System, Optical Coherence (OCT) | 2 | VV | Optical Coherence Tomography (OCT) is an instrument used to take high resolution images of the retina that can help diagnose different diseases related to macular degeneration and diabetic retinopathy.
P3200 | Lavatory, Vitreous China, Slab Type w/Sens Op Fauc | 1 | CC | Wall mounted, slab type, vitreous china, lavatory (approximately 7 x 15 x 10 inches) with faucet holes on 4 inch centers; electronic sensor operated, goose neck spout and grid strainer. It shall be suitable for use in clinics, offices and patient care areas.
9 - CEY62 - OPT Imaging Room, Eye Clnc | 9 - CEY62 - OPT Imaging Room, Eye Clnc | 9 - CEY62 - OPT Imaging Room, Eye Clnc | 9 - CEY62 - OPT Imaging Room, Eye Clnc | 9 - CEY62 - OPT Imaging Room, Eye Clnc
JSN | NAME | QTY | ACQ/INS | DESCRIPTION
A1010 | Telecommunication Outlet | 4 | VV | Telecommunication outlet location.
A1017 | Telephone, Wall Mounted, Multi-Line, With Speaker | 1 | VV | Telephone, wall mounted, multi-line with speaker.
A1066 | Mirror, Float Glass, With SS Frame | 1 | CC | A high quality 1/4" polished float glass mirror 36X18, framed in a one-piece, bright polished, stainless steel channel frame with 90° mitered corners. All edges of the mirror are protected by absorbing filler strips. Mirror has a galvanized steel back with integral horizontal hanging brackets and wall hanger for concealed mounting. For mounting above single wall mounted lavatories located in toilet areas, Doctors examination offices, etc. May also be used above double lavatories, either wall or countertop mounted, found in restroom areas.
A5048 | Cabinet, Medication, Security, Wall Mounted | 1 | VV | Wall-mounted cabinet for secure storage of medications. Unit has adjustable shelves, may be keyed or electronic combination lock. Cabinet is made of metal and exterior finish may be powder coat paint or wood laminate. Size is approximately 25" H x 20" W x 7" D.
A5075 | Dispenser, Soap, Disposable | 1 | VV | Disposable soap dispenser. One-handed dispensing operation. Designed to accommodate disposable soap cartridge and valve.
A5077 | Dispenser, Hand Sanitizer, Hands-Free | 1 | VV | A touch free wall-mounted hand sanitizer dispenser. For use throughout a healthcare facility. Unit does not include the sanitizing liquid. Units are battery operated.
A5082 | Dispenser, Paper Towel, Sensor, Hands Free | 1 | CC | A surface mounted, sensor activated, automatic, roll paper towel dispenser. The unit dispenses a paper towel automatically only when hands are place in position below the dispenser for maximum sanitation and hygiene. May include adjustable settings for sheet length, time delay, and sensor range. Unit is battery operated or with optional AC power adapter.
A5106 | Waste Disposal Unit, Sharps w/Glove Dispenser | 1 | VV | The unit is designed for the disposal of sharps and complies with OSHA guidelines for the handling of sharps. It shall house a 5 quart container and be capable of being mounted on a wall. It shall have a glove dispenser attached. The unit shall be secured by a locked enclosure.
A5145 | Hook, Garment, Double, SS, Surface Mounted | 1 | CC | A surface mounted, satin finish stainless steel, double garment hook. Equipped with a concealed mounting bracket that is secured to a concealed wall plate. For general purpose use throughout the facility to hang various items of apparel.
A5225 | Bracket, Dual Computer Monitor, Desk-Mounted | 1 | VV | Desk-mounted bracket that supports two LCD computer monitors, or laptop and monitor configuration. Extends LCD's or labtop up to 25" with an adjustment range of 18". Desk clamp attaches to edge up to 2.6" thick. Maximum combined weight supported not to exceed 50 lbs.
A6046 | Artwork, Decorative, With Frame | 1 | VV | This JSN is to be used for determining and defining location of decorative artwork.
E0204 | Worksurface, w/Overhd Cab & Drwrs, Wall Mtd, 24" W | 1 | VV | THIS TYPICAL INCLUDES: 2 Vertical Hanging Strips 1 Lockable Flipper Unit 1 Shelf, Storage/Display 1 Light 1 Cantilevered Work Surface 2 Storage Frames 2 Drawers, 3"H 3 Drawers, 6"H
E0224 | Worksurface, Computer, O/H Cab, Wall Mtd, 60" W | 1 | VV | THIS TYPICAL INCLUDES: 3 Vertical Hanging Strips 2 Lockable Flipper Units 2 Shelves, Storage/Display 2 Lights 1 Tack board 2 Tool Rails 2 Paper Trays 1 Diagonal Tray 1 Cantilevered Work Surface 1 Adjustable Keyboard Tray 1 Stationary Pedestal, Box/Box/File
F0205 | Chair, Side With Arms | 2 | VV | Upholstered side chair, 32" high X 21" wide X 23" deep with arms, padded seats and padded backs. Seat height is a minimum of 17". Available with or without sled base.
F0340 | Stool, Self Adjusting | 2 | VV | Self adjusting stool. Consists of a foam padded upholstered seat with attached foot rest for added comfort. Mounted on swivel casters. Designed for doctor's use during examinations.
F2010 | Basket, Wastepaper, Step-On | 1 | VV | "Step-on" wastepaper basket with inner liner and foot petal activated flip top.
F3200 | Clock, Battery, 12" Diameter | 1 | VV | Clock, 12" diameter. Round surface, easy to read numbers with sweep second hand. Wall mounted unit for use when impractical to install a fully synchronized clock system. Battery operated, (batteries not included).
M1800 | Monitor, Computer | 1 | VV | A high definition LED computer monitor with minimum 1920 x 1080 resolution, 4ms response time, 25 inch class display size, compatible with desk or arm mounted. Monitor is VESA compatible and Energy Star compliant.
M1801 | Computer, Microprocessing, w/Flat Panel Monitor | 1 | VV | Desk top microprocessing computer. The unit shall consist of a central processing mini tower, flat panel monitor, keyboard, mouse and speakers. The system shall have the following minimum characteristics: a 2.8 GHz Pentium processor; 512 MB memory; 80GB hard drive; 32/48x CD-ROMDVD combo; 1.44MB network interface card; video 32 MB NVIDIA; a 18 inch flat panel monitor. The computer is used throughout the facility to input, manipulate and retrieve information.
M1825 | Printer, Computer | 1 | VV | High resolution computer printer with a variety of type styles and sheet/envelope feeder trays. Database information reflects network ready, medium duty office style laser printers. Other types of printers (bubble jet, dot matrix, line or plotter) as well as light or heavy use capabilities are available.
M5025 | Table, Instrument, Ophthalmic, Adjustable | 2 | VV | Ophthalmic adjustable instrument table. Four toed pedestal type base with foot pedal brake or hand operated clamp for securing table adjustment. Designed for use with slit lamp, ophthalmometer, perimeter and screening instruments.
M5564 | Microscope, Specular | 1 | VV | Microscopy camera used to examine and photograph the inner surface of the corneal. Used to diagnose common ocular conditions such as glaucoma and dystrophy.
M6045 | Corneal Topography Unit | 1 | VV | Computerized corneal mapping system for pre- and post- surgical diagnosis of astigmatism, refractive error, irregularly shaped corneas and other eye conditions. The unit performs analysis of 5,000 - 6,000 different points on a ring pattern reflected from the patient's cornea to quantify the curvature and contours of the corneal surface.
P3200 | Lavatory, Vitreous China, Slab Type w/Sens Op Fauc | 1 | CC | Wall mounted, slab type, vitreous china, lavatory (approximately 7 x 15 x 10 inches) with faucet holes on 4 inch centers; electronic sensor operated, goose neck spout and grid strainer. It shall be suitable for use in clinics, offices and patient care areas.
10 - CEY63 - OPT Electrodiagnostics Room, Eye Clnc | 10 - CEY63 - OPT Electrodiagnostics Room, Eye Clnc | 10 - CEY63 - OPT Electrodiagnostics Room, Eye Clnc | 10 - CEY63 - OPT Electrodiagnostics Room, Eye Clnc | 10 - CEY63 - OPT Electrodiagnostics Room, Eye Clnc
JSN | NAME | QTY | ACQ/INS | DESCRIPTION
A1010 | Telecommunication Outlet | 3 | VV | Telecommunication outlet location.
A1017 | Telephone, Wall Mounted, Multi-Line, With Speaker | 1 | VV | Telephone, wall mounted, multi-line with speaker.
A5048 | Cabinet, Medication, Security, Wall Mounted | 1 | VV | Wall-mounted cabinet for secure storage of medications. Unit has adjustable shelves, may be keyed or electronic combination lock. Cabinet is made of metal and exterior finish may be powder coat paint or wood laminate. Size is approximately 25" H x 20" W x 7" D.
A5075 | Dispenser, Soap, Disposable | 1 | VV | Disposable soap dispenser. One-handed dispensing operation. Designed to accommodate disposable soap cartridge and valve.
A5077 | Dispenser, Hand Sanitizer, Hands-Free | 1 | VV | A touch free wall-mounted hand sanitizer dispenser. For use throughout a healthcare facility. Unit does not include the sanitizing liquid. Units are battery operated.
A5082 | Dispenser, Paper Towel, Sensor, Hands Free | 1 | CC | A surface mounted, sensor activated, automatic, roll paper towel dispenser. The unit dispenses a paper towel automatically only when hands are place in position below the dispenser for maximum sanitation and hygiene. May include adjustable settings for sheet length, time delay, and sensor range. Unit is battery operated or with optional AC power adapter.
A5106 | Waste Disposal Unit, Sharps w/Glove Dispenser | 1 | VV | The unit is designed for the disposal of sharps and complies with OSHA guidelines for the handling of sharps. It shall house a 5 quart container and be capable of being mounted on a wall. It shall have a glove dispenser attached. The unit shall be secured by a locked enclosure.
A5145 | Hook, Garment, Double, SS, Surface Mounted | 1 | CC | A surface mounted, satin finish stainless steel, double garment hook. Equipped with a concealed mounting bracket that is secured to a concealed wall plate. For general purpose use throughout the facility to hang various items of apparel.
A5225 | Bracket, Dual Computer Monitor, Desk-Mounted | 1 | VV | Desk-mounted bracket that supports two LCD computer monitors, or laptop and monitor configuration. Extends LCD's or labtop up to 25" with an adjustment range of 18". Desk clamp attaches to edge up to 2.6" thick. Maximum combined weight supported not to exceed 50 lbs.
A6046 | Artwork, Decorative, With Frame | 1 | VV | This JSN is to be used for determining and defining location of decorative artwork.
E0204 | Worksurface, w/Overhd Cab & Drwrs, Wall Mtd, 24" W | 1 | VV | THIS TYPICAL INCLUDES: 2 Vertical Hanging Strips 1 Lockable Flipper Unit 1 Shelf, Storage/Display 1 Light 1 Cantilevered Work Surface 2 Storage Frames 2 Drawers, 3"H 3 Drawers, 6"H
E0224 | Worksurface, Computer, O/H Cab, Wall Mtd, 60" W | 1 | VV | THIS TYPICAL INCLUDES: 3 Vertical Hanging Strips 2 Lockable Flipper Units 2 Shelves, Storage/Display 2 Lights 1 Tack board 2 Tool Rails 2 Paper Trays 1 Diagonal Tray 1 Cantilevered Work Surface 1 Adjustable Keyboard Tray 1 Stationary Pedestal, Box/Box/File
F0205 | Chair, Side With Arms | 1 | VV | Upholstered side chair, 32" high X 21" wide X 23" deep with arms, padded seats and padded backs. Seat height is a minimum of 17". Available with or without sled base.
F0340 | Stool, Self Adjusting | 1 | VV | Self adjusting stool. Consists of a foam padded upholstered seat with attached foot rest for added comfort. Mounted on swivel casters. Designed for doctor's use during examinations.
F2010 | Basket, Wastepaper, Step-On | 1 | VV | "Step-on" wastepaper basket with inner liner and foot petal activated flip top.
F3200 | Clock, Battery, 12" Diameter | 1 | VV | Clock, 12" diameter. Round surface, easy to read numbers with sweep second hand. Wall mounted unit for use when impractical to install a fully synchronized clock system. Battery operated, (batteries not included).
M1800 | Monitor, Computer | 1 | VV | A high definition LED computer monitor with minimum 1920 x 1080 resolution, 4ms response time, 25 inch class display size, compatible with desk or arm mounted. Monitor is VESA compatible and Energy Star compliant.
M1801 | Computer, Microprocessing, w/Flat Panel Monitor | 1 | VV | Desk top microprocessing computer. The unit shall consist of a central processing mini tower, flat panel monitor, keyboard, mouse and speakers. The system shall have the following minimum characteristics: a 2.8 GHz Pentium processor; 512 MB memory; 80GB hard drive; 32/48x CD-ROMDVD combo; 1.44MB network interface card; video 32 MB NVIDIA; a 18 inch flat panel monitor. The computer is used throughout the facility to input, manipulate and retrieve information.
M1825 | Printer, Computer | 1 | VV | High resolution computer printer with a variety of type styles and sheet/envelope feeder trays. Database information reflects network ready, medium duty office style laser printers. Other types of printers (bubble jet, dot matrix, line or plotter) as well as light or heavy use capabilities are available.
M5606 | Electroretinographer | 1 | VV | An instrument for measuring the electrical response of the retina to light stimulation. The basic component of the ERG is a contact lens containing an electrode, which is placed on the surface of the eye. The system is available in several different configurations.
P3200 | Lavatory, Vitreous China, Slab Type w/Sens Op Fauc | 1 | CC | Wall mounted, slab type, vitreous china, lavatory (approximately 7 x 15 x 10 inches) with faucet holes on 4 inch centers; electronic sensor operated, goose neck spout and grid strainer. It shall be suitable for use in clinics, offices and patient care areas.
11 - CEY64 - OPT Specialty Testing Room, Eye Clnc | 11 - CEY64 - OPT Specialty Testing Room, Eye Clnc | 11 - CEY64 - OPT Specialty Testing Room, Eye Clnc | 11 - CEY64 - OPT Specialty Testing Room, Eye Clnc | 11 - CEY64 - OPT Specialty Testing Room, Eye Clnc
JSN | NAME | QTY | ACQ/INS | DESCRIPTION
A1010 | Telecommunication Outlet | 8 | VV | Telecommunication outlet location.
A1017 | Telephone, Wall Mounted, Multi-Line, With Speaker | 1 | VV | Telephone, wall mounted, multi-line with speaker.
A1066 | Mirror, Float Glass, With SS Frame | 1 | CC | A high quality 1/4" polished float glass mirror 36X18, framed in a one-piece, bright polished, stainless steel channel frame with 90° mitered corners. All edges of the mirror are protected by absorbing filler strips. Mirror has a galvanized steel back with integral horizontal hanging brackets and wall hanger for concealed mounting. For mounting above single wall mounted lavatories located in toilet areas, Doctors examination offices, etc. May also be used above double lavatories, either wall or countertop mounted, found in restroom areas.
A5075 | Dispenser, Soap, Disposable | 1 | VV | Disposable soap dispenser. One-handed dispensing operation. Designed to accommodate disposable soap cartridge and valve.
A5077 | Dispenser, Hand Sanitizer, Hands-Free | 1 | VV | A touch free wall-mounted hand sanitizer dispenser. For use throughout a healthcare facility. Unit does not include the sanitizing liquid. Units are battery operated.
A5082 | Dispenser, Paper Towel, Sensor, Hands Free | 1 | CC | A surface mounted, sensor activated, automatic, roll paper towel dispenser. The unit dispenses a paper towel automatically only when hands are place in position below the dispenser for maximum sanitation and hygiene. May include adjustable settings for sheet length, time delay, and sensor range. Unit is battery operated or with optional AC power adapter.
A5106 | Waste Disposal Unit, Sharps w/Glove Dispenser | 1 | VV | The unit is designed for the disposal of sharps and complies with OSHA guidelines for the handling of sharps. It shall house a 5 quart container and be capable of being mounted on a wall. It shall have a glove dispenser attached. The unit shall be secured by a locked enclosure.
A5145 | Hook, Garment, Double, SS, Surface Mounted | 1 | CC | A surface mounted, satin finish stainless steel, double garment hook. Equipped with a concealed mounting bracket that is secured to a concealed wall plate. For general purpose use throughout the facility to hang various items of apparel.
A5225 | Bracket, Dual Computer Monitor, Desk-Mounted | 1 | VV | Desk-mounted bracket that supports two LCD computer monitors, or laptop and monitor configuration. Extends LCD's or labtop up to 25" with an adjustment range of 18". Desk clamp attaches to edge up to 2.6" thick. Maximum combined weight supported not to exceed 50 lbs.
A6046 | Artwork, Decorative, With Frame | 1 | VV | This JSN is to be used for determining and defining location of decorative artwork.
E0216 | Worksurface, w/Overhd Cab & Drwrs, Wall Mtd, 60" W | 2 | VV | THIS TYPICAL INCLUDES: 3 Vertical Hanging Strips 2 Lockable Flipper Units 2 Shelves, Storage/Display 2 Lights 1 Cantilevered Work Surface 4 Storage Frames 4 Drawers, 3"H 6 Drawers, 6"H
F0340 | Stool, Self Adjusting | 2 | VV | Self adjusting stool. Consists of a foam padded upholstered seat with attached foot rest for added comfort. Mounted on swivel casters. Designed for doctor's use during examinations.
F2010 | Basket, Wastepaper, Step-On | 1 | VV | "Step-on" wastepaper basket with inner liner and foot petal activated flip top.
F3200 | Clock, Battery, 12" Diameter | 1 | VV | Clock, 12" diameter. Round surface, easy to read numbers with sweep second hand. Wall mounted unit for use when impractical to install a fully synchronized clock system. Battery operated, (batteries not included).
M1800 | Monitor, Computer | 1 | VV | A high definition LED computer monitor with minimum 1920 x 1080 resolution, 4ms response time, 25 inch class display size, compatible with desk or arm mounted. Monitor is VESA compatible and Energy Star compliant.
M1801 | Computer, Microprocessing, w/Flat Panel Monitor | 1 | VV | Desk top microprocessing computer. The unit shall consist of a central processing mini tower, flat panel monitor, keyboard, mouse and speakers. The system shall have the following minimum characteristics: a 2.8 GHz Pentium processor; 512 MB memory; 80GB hard drive; 32/48x CD-ROMDVD combo; 1.44MB network interface card; video 32 MB NVIDIA; a 18 inch flat panel monitor. The computer is used throughout the facility to input, manipulate and retrieve information.
M1825 | Printer, Computer | 1 | VV | High resolution computer printer with a variety of type styles and sheet/envelope feeder trays. Database information reflects network ready, medium duty office style laser printers. Other types of printers (bubble jet, dot matrix, line or plotter) as well as light or heavy use capabilities are available.
P3200 | Lavatory, Vitreous China, Slab Type w/Sens Op Fauc | 1 | CC | Wall mounted, slab type, vitreous china, lavatory (approximately 7 x 15 x 10 inches) with faucet holes on 4 inch centers; electronic sensor operated, goose neck spout and grid strainer. It shall be suitable for use in clinics, offices and patient care areas.
12 - CEY66 - OPT Low Vision Exam Room, Eye Clnc | 12 - CEY66 - OPT Low Vision Exam Room, Eye Clnc | 12 - CEY66 - OPT Low Vision Exam Room, Eye Clnc | 12 - CEY66 - OPT Low Vision Exam Room, Eye Clnc | 12 - CEY66 - OPT Low Vision Exam Room, Eye Clnc
JSN | NAME | QTY | ACQ/INS | DESCRIPTION
A1010 | Telecommunication Outlet | 7 | VV | Telecommunication outlet location.
A1025 | Telephone, Desk, Low Vision | 1 | VV | A telephone for the visually and hearing impaired. Telephone should have an oversized keypad, variable ringer with visual and extra loud functions with hearing aide compatibility.
A1066 | Mirror, Float Glass, With SS Frame | 1 | CC | A high quality 1/4" polished float glass mirror 36X18, framed in a one-piece, bright polished, stainless steel channel frame with 90° mitered corners. All edges of the mirror are protected by absorbing filler strips. Mirror has a galvanized steel back with integral horizontal hanging brackets and wall hanger for concealed mounting. For mounting above single wall mounted lavatories located in toilet areas, Doctors examination offices, etc. May also be used above double lavatories, either wall or countertop mounted, found in restroom areas.
A5075 | Dispenser, Soap, Disposable | 1 | VV | Disposable soap dispenser. One-handed dispensing operation. Designed to accommodate disposable soap cartridge and valve.
A5077 | Dispenser, Hand Sanitizer, Hands-Free | 1 | VV | A touch free wall-mounted hand sanitizer dispenser. For use throughout a healthcare facility. Unit does not include the sanitizing liquid. Units are battery operated.
A5082 | Dispenser, Paper Towel, Sensor, Hands Free | 1 | CC | A surface mounted, sensor activated, automatic, roll paper towel dispenser. The unit dispenses a paper towel automatically only when hands are place in position below the dispenser for maximum sanitation and hygiene. May include adjustable settings for sheet length, time delay, and sensor range. Unit is battery operated or with optional AC power adapter.
A5145 | Hook, Garment, Double, SS, Surface Mounted | 3 | CC | A surface mounted, satin finish stainless steel, double garment hook. Equipped with a concealed mounting bracket that is secured to a concealed wall plate. For general purpose use throughout the facility to hang various items of apparel.
A5225 | Bracket, Dual Computer Monitor, Desk-Mounted | 3 | VV | Desk-mounted bracket that supports two LCD computer monitors, or laptop and monitor configuration. Extends LCD's or labtop up to 25" with an adjustment range of 18". Desk clamp attaches to edge up to 2.6" thick. Maximum combined weight supported not to exceed 50 lbs.
E0212 | Worksurface, w/Overhd Cab & Drwrs, Wall Mtd, 48" W | 1 | VV | THIS TYPICAL INCLUDES: 2 Vertical Hanging Strips 1 Lockable Flipper Unit 1 Shelf, Storage/Display 1 Light 1 Cantilevered Work Surface 4 Storage Frames 4 Drawers, 3"H 6 Drawers, 6"H
E0214 | Worksurface, w/Overhead Cab, Wall Mtd, 60" W | 3 | VV | THIS TYPICAL INCLUDES: 3 Vertical Hanging Strips 2 Lockable Flipper Units 2 Shelves, Storage/Display 2 Lights 1 Cantilevered Work Surface
E0820 | Module, Storage, 2-Drw Lateral File & Bookcase | 1 | VV | A combination cabinet with a two drawer lateral file base and a open three shelf bookcase on top.
E0906 | Locker, Supply, General, Wall Mtd, 23"W x 20"D | 1 | VV | THIS TYPICAL INCLUDES: 1 Wall Mounted Rail 1 Locked Storage Container 2 Tray/Shelves 1 Drawer, 3"H 3 Drawers, 6"H 2 Drawers, 9"H 1 Tray/Shelf Divider Drawer Organizer Bins Consider the need for an E0921 to transport the locker from place to place.
F0300 | Chair, Task, Swivel, With Arms | 6 | VV | Task chair, approximately 34" H X 26" W X 22" D with adjustable arms and a five caster adjustable swivel base. Seat and back are foam padded and upholstered in woven fabric or vinyl.
F2010 | Basket, Wastepaper, Step-On | 1 | VV | "Step-on" wastepaper basket with inner liner and foot petal activated flip top.
F3200 | Clock, Battery, 12" Diameter | 1 | VV | Clock, 12" diameter. Round surface, easy to read numbers with sweep second hand. Wall mounted unit for use when impractical to install a fully synchronized clock system. Battery operated, (batteries not included).
M1800 | Monitor, Computer | 3 | VV | A high definition LED computer monitor with minimum 1920 x 1080 resolution, 4ms response time, 25 inch class display size, compatible with desk or arm mounted. Monitor is VESA compatible and Energy Star compliant.
M1801 | Computer, Microprocessing, w/Flat Panel Monitor | 3 | VV | Desk top microprocessing computer. The unit shall consist of a central processing mini tower, flat panel monitor, keyboard, mouse and speakers. The system shall have the following minimum characteristics: a 2.8 GHz Pentium processor; 512 MB memory; 80GB hard drive; 32/48x CD-ROMDVD combo; 1.44MB network interface card; video 32 MB NVIDIA; a 18 inch flat panel monitor. The computer is used throughout the facility to input, manipulate and retrieve information.
M1825 | Printer, Computer | 1 | VV | High resolution computer printer with a variety of type styles and sheet/envelope feeder trays. Database information reflects network ready, medium duty office style laser printers. Other types of printers (bubble jet, dot matrix, line or plotter) as well as light or heavy use capabilities are available.
P3200 | Lavatory, Vitreous China, Slab Type w/Sens Op Fauc | 1 | CC | Wall mounted, slab type, vitreous china, lavatory (approximately 7 x 15 x 10 inches) with faucet holes on 4 inch centers; electronic sensor operated, goose neck spout and grid strainer. It shall be suitable for use in clinics, offices and patient care areas.
13 - CEY67 - OPT Low Vision Storage Room, Eye Clnc | 13 - CEY67 - OPT Low Vision Storage Room, Eye Clnc | 13 - CEY67 - OPT Low Vision Storage Room, Eye Clnc | 13 - CEY67 - OPT Low Vision Storage Room, Eye Clnc | 13 - CEY67 - OPT Low Vision Storage Room, Eye Clnc
JSN | NAME | QTY | ACQ/INS | DESCRIPTION
A1010 | Telecommunication Outlet | 1 | VV | Telecommunication outlet location.
A1014 | Telephone, Wall Mounted, 1 Line, With Speaker | 1 | VV | Telephone, wall mounted, 1 line, with speaker.
M2055 | Shelving, Storage, Wire, CRS, w/Adjustable Shelves | 4 | VV | Stationary, wire, shelving unit. Unit has fully adjustable shelves constructed of stainless steel. For use in general purpose storage areas. Shelving is provided in various sizes and configurations. Price provided is for a unit approximately 74"H x 18"D x 48"W with four shelves.
14 - CEY68 - OPT Low Vision / Polytrauma Training Room, Eye Clnc | 14 - CEY68 - OPT Low Vision / Polytrauma Training Room, Eye Clnc | 14 - CEY68 - OPT Low Vision / Polytrauma Training Room, Eye Clnc | 14 - CEY68 - OPT Low Vision / Polytrauma Training Room, Eye Clnc | 14 - CEY68 - OPT Low Vision / Polytrauma Training Room, Eye Clnc
JSN | NAME | QTY | ACQ/INS | DESCRIPTION
A1010 | Telecommunication Outlet | 7 | VV | Telecommunication outlet location.
A1025 | Telephone, Desk, Low Vision | 1 | VV | A telephone for the visually and hearing impaired. Telephone should have an oversized keypad, variable ringer with visual and extra loud functions with hearing aide compatibility.
A1066 | Mirror, Float Glass, With SS Frame | 1 | CC | A high quality 1/4" polished float glass mirror 36X18, framed in a one-piece, bright polished, stainless steel channel frame with 90° mitered corners. All edges of the mirror are protected by absorbing filler strips. Mirror has a galvanized steel back with integral horizontal hanging brackets and wall hanger for concealed mounting. For mounting above single wall mounted lavatories located in toilet areas, Doctors examination offices, etc. May also be used above double lavatories, either wall or countertop mounted, found in restroom areas.
A5075 | Dispenser, Soap, Disposable | 1 | VV | Disposable soap dispenser. One-handed dispensing operation. Designed to accommodate disposable soap cartridge and valve.
A5077 | Dispenser, Hand Sanitizer, Hands-Free | 1 | VV | A touch free wall-mounted hand sanitizer dispenser. For use throughout a healthcare facility. Unit does not include the sanitizing liquid. Units are battery operated.
A5082 | Dispenser, Paper Towel, Sensor, Hands Free | 1 | CC | A surface mounted, sensor activated, automatic, roll paper towel dispenser. The unit dispenses a paper towel automatically only when hands are place in position below the dispenser for maximum sanitation and hygiene. May include adjustable settings for sheet length, time delay, and sensor range. Unit is battery operated or with optional AC power adapter.
A5145 | Hook, Garment, Double, SS, Surface Mounted | 3 | CC | A surface mounted, satin finish stainless steel, double garment hook. Equipped with a concealed mounting bracket that is secured to a concealed wall plate. For general purpose use throughout the facility to hang various items of apparel.
A5225 | Bracket, Dual Computer Monitor, Desk-Mounted | 3 | VV | Desk-mounted bracket that supports two LCD computer monitors, or laptop and monitor configuration. Extends LCD's or labtop up to 25" with an adjustment range of 18". Desk clamp attaches to edge up to 2.6" thick. Maximum combined weight supported not to exceed 50 lbs.
E0212 | Worksurface, w/Overhd Cab & Drwrs, Wall Mtd, 48" W | 1 | VV | THIS TYPICAL INCLUDES: 2 Vertical Hanging Strips 1 Lockable Flipper Unit 1 Shelf, Storage/Display 1 Light 1 Cantilevered Work Surface 4 Storage Frames 4 Drawers, 3"H 6 Drawers, 6"H
E0214 | Worksurface, w/Overhead Cab, Wall Mtd, 60" W | 3 | VV | THIS TYPICAL INCLUDES: 3 Vertical Hanging Strips 2 Lockable Flipper Units 2 Shelves, Storage/Display 2 Lights 1 Cantilevered Work Surface
E0820 | Module, Storage, 2-Drw Lateral File & Bookcase | 1 | VV | A combination cabinet with a two drawer lateral file base and a open three shelf bookcase on top.
E0906 | Locker, Supply, General, Wall Mtd, 23"W x 20"D | 1 | VV | THIS TYPICAL INCLUDES: 1 Wall Mounted Rail 1 Locked Storage Container 2 Tray/Shelves 1 Drawer, 3"H 3 Drawers, 6"H 2 Drawers, 9"H 1 Tray/Shelf Divider Drawer Organizer Bins Consider the need for an E0921 to transport the locker from place to place.
F0300 | Chair, Task, Swivel, With Arms | 6 | VV | Task chair, approximately 34" H X 26" W X 22" D with adjustable arms and a five caster adjustable swivel base. Seat and back are foam padded and upholstered in woven fabric or vinyl.
F2010 | Basket, Wastepaper, Step-On | 1 | VV | "Step-on" wastepaper basket with inner liner and foot petal activated flip top.
F3200 | Clock, Battery, 12" Diameter | 1 | VV | Clock, 12" diameter. Round surface, easy to read numbers with sweep second hand. Wall mounted unit for use when impractical to install a fully synchronized clock system. Battery operated, (batteries not included).
M1800 | Monitor, Computer | 3 | VV | A high definition LED computer monitor with minimum 1920 x 1080 resolution, 4ms response time, 25 inch class display size, compatible with desk or arm mounted. Monitor is VESA compatible and Energy Star compliant.
M1801 | Computer, Microprocessing, w/Flat Panel Monitor | 3 | VV | Desk top microprocessing computer. The unit shall consist of a central processing mini tower, flat panel monitor, keyboard, mouse and speakers. The system shall have the following minimum characteristics: a 2.8 GHz Pentium processor; 512 MB memory; 80GB hard drive; 32/48x CD-ROMDVD combo; 1.44MB network interface card; video 32 MB NVIDIA; a 18 inch flat panel monitor. The computer is used throughout the facility to input, manipulate and retrieve information.
M1825 | Printer, Computer | 1 | VV | High resolution computer printer with a variety of type styles and sheet/envelope feeder trays. Database information reflects network ready, medium duty office style laser printers. Other types of printers (bubble jet, dot matrix, line or plotter) as well as light or heavy use capabilities are available.
P3200 | Lavatory, Vitreous China, Slab Type w/Sens Op Fauc | 1 | CC | Wall mounted, slab type, vitreous china, lavatory (approximately 7 x 15 x 10 inches) with faucet holes on 4 inch centers; electronic sensor operated, goose neck spout and grid strainer. It shall be suitable for use in clinics, offices and patient care areas.
15 - CEY69 - OPT Low Vision / Polytrauma Training Storage Room, Eye Clnc | 15 - CEY69 - OPT Low Vision / Polytrauma Training Storage Room, Eye Clnc | 15 - CEY69 - OPT Low Vision / Polytrauma Training Storage Room, Eye Clnc | 15 - CEY69 - OPT Low Vision / Polytrauma Training Storage Room, Eye Clnc | 15 - CEY69 - OPT Low Vision / Polytrauma Training Storage Room, Eye Clnc
JSN | NAME | QTY | ACQ/INS | DESCRIPTION
A1010 | Telecommunication Outlet | 1 | VV | Telecommunication outlet location.
A1014 | Telephone, Wall Mounted, 1 Line, With Speaker | 1 | VV | Telephone, wall mounted, 1 line, with speaker.
M2055 | Shelving, Storage, Wire, CRS, w/Adjustable Shelves | 4 | VV | Stationary, wire, shelving unit. Unit has fully adjustable shelves constructed of stainless steel. For use in general purpose storage areas. Shelving is provided in various sizes and configurations. Price provided is for a unit approximately 74"H x 18"D x 48"W with four shelves.
16 - SC271 - OPT VIST Consult Room, Clncl Sprt | 16 - SC271 - OPT VIST Consult Room, Clncl Sprt | 16 - SC271 - OPT VIST Consult Room, Clncl Sprt | 16 - SC271 - OPT VIST Consult Room, Clncl Sprt | 16 - SC271 - OPT VIST Consult Room, Clncl Sprt
JSN | NAME | QTY | ACQ/INS | DESCRIPTION
A1010 | Telecommunication Outlet | 2 | VV | Telecommunication outlet location.
A1012 | Telephone, Wall Mounted, 1 Line | 1 | VV | Telephone, wall mounted, 1 line.
A5145 | Hook, Garment, Double, SS, Surface Mounted | 1 | CC | A surface mounted, satin finish stainless steel, double garment hook. Equipped with a concealed mounting bracket that is secured to a concealed wall plate. For general purpose use throughout the facility to hang various items of apparel.
F0115 | Bookcase, Open, 5 Shelf | 1 | VV | Freestanding open shelf bookcase, approximately 82" high X 37" wide X 18" deep with 5 (five) adjustable shelves. Unit can be separate or part of a system with available add-on shelving.
F0205 | Chair, Side With Arms | 3 | VV | Upholstered side chair, 32" high X 21" wide X 23" deep with arms, padded seats and padded backs. Seat height is a minimum of 17". Available with or without sled base.
F0750 | Table, Office, (size as required) | 1 | VV | Office table, sized as required. May be used as either a four (4) to six (6) person conference table or as an extra work surface area.
F2000 | Basket, Wastepaper, Fire Resistant | 1 | VV | Wastepaper basket, fire resistant, approximately 40 quart capacity. This unit is used to collect and temporarily store small quantities of paper refuse in patient rooms, administrative areas and nursing stations. Size and shape varies depending on the application and manufacturer selected.
F3200 | Clock, Battery, 12" Diameter | 1 | VV | Clock, 12" diameter. Round surface, easy to read numbers with sweep second hand. Wall mounted unit for use when impractical to install a fully synchronized clock system. Battery operated, (batteries not included).
M0506 | Television, Flat Screen | 1 | VV | Flat screen television with approximately 32'" to 40' diagonal screen size. The TV will have built-in speakers, NTSC tuner, a 16:9 wide screen aspect ratio, a minimum of 1280 x 768 resolution and a remote control.
M1802 | Work Station, Computer, Retractable, Wall Mounted | 1 | VV | A wall mounted retractable work station. Work station is used as a computer station in treatment rooms, exam rooms and areas where physical space in limited.
17 - SC271 - OPT BROS Consult Room, Clncl Sprt | 17 - SC271 - OPT BROS Consult Room, Clncl Sprt | 17 - SC271 - OPT BROS Consult Room, Clncl Sprt | 17 - SC271 - OPT BROS Consult Room, Clncl Sprt | 17 - SC271 - OPT BROS Consult Room, Clncl Sprt
JSN | NAME | QTY | ACQ/INS | DESCRIPTION
A1010 | Telecommunication Outlet | 2 | VV | Telecommunication outlet location.
A1012 | Telephone, Wall Mounted, 1 Line | 1 | VV | Telephone, wall mounted, 1 line.
A5145 | Hook, Garment, Double, SS, Surface Mounted | 1 | CC | A surface mounted, satin finish stainless steel, double garment hook. Equipped with a concealed mounting bracket that is secured to a concealed wall plate. For general purpose use throughout the facility to hang various items of apparel.
F0115 | Bookcase, Open, 5 Shelf | 1 | VV | Freestanding open shelf bookcase, approximately 82" high X 37" wide X 18" deep with 5 (five) adjustable shelves. Unit can be separate or part of a system with available add-on shelving.
F0205 | Chair, Side With Arms | 3 | VV | Upholstered side chair, 32" high X 21" wide X 23" deep with arms, padded seats and padded backs. Seat height is a minimum of 17". Available with or without sled base.
F0750 | Table, Office, (size as required) | 1 | VV | Office table, sized as required. May be used as either a four (4) to six (6) person conference table or as an extra work surface area.
F2000 | Basket, Wastepaper, Fire Resistant | 1 | VV | Wastepaper basket, fire resistant, approximately 40 quart capacity. This unit is used to collect and temporarily store small quantities of paper refuse in patient rooms, administrative areas and nursing stations. Size and shape varies depending on the application and manufacturer selected.
F3200 | Clock, Battery, 12" Diameter | 1 | VV | Clock, 12" diameter. Round surface, easy to read numbers with sweep second hand. Wall mounted unit for use when impractical to install a fully synchronized clock system. Battery operated, (batteries not included).
M0506 | Television, Flat Screen | 1 | VV | Flat screen television with approximately 32'" to 40' diagonal screen size. The TV will have built-in speakers, NTSC tuner, a 16:9 wide screen aspect ratio, a minimum of 1280 x 768 resolution and a remote control.
M1802 | Work Station, Computer, Retractable, Wall Mounted | 1 | VV | A wall mounted retractable work station. Work station is used as a computer station in treatment rooms, exam rooms and areas where physical space in limited.
18 - CEY73 - OPT BROS Storage Room, Eye Clnc | 18 - CEY73 - OPT BROS Storage Room, Eye Clnc | 18 - CEY73 - OPT BROS Storage Room, Eye Clnc | 18 - CEY73 - OPT BROS Storage Room, Eye Clnc | 18 - CEY73 - OPT BROS Storage Room, Eye Clnc
JSN | NAME | QTY | ACQ/INS | DESCRIPTION
A1010 | Telecommunication Outlet | 1 | VV | Telecommunication outlet location.
A1014 | Telephone, Wall Mounted, 1 Line, With Speaker | 1 | VV | Telephone, wall mounted, 1 line, with speaker.
M2055 | Shelving, Storage, Wire, CRS, w/Adjustable Shelves | 4 | VV | Stationary, wire, shelving unit. Unit has fully adjustable shelves constructed of stainless steel. For use in general purpose storage areas. Shelving is provided in various sizes and configurations. Price provided is for a unit approximately 74"H x 18"D x 48"W with four shelves.
19 - SB201 - OPT Patient Toilet, Bldg Sprt | 19 - SB201 - OPT Patient Toilet, Bldg Sprt | 19 - SB201 - OPT Patient Toilet, Bldg Sprt | 19 - SB201 - OPT Patient Toilet, Bldg Sprt | 19 - SB201 - OPT Patient Toilet, Bldg Sprt
JSN | NAME | QTY | ACQ/INS | DESCRIPTION
A1067 | Mirror, Float Glass, ADA Accessible | 1 | CC | A high quality 1/4" polished float glass mirror with a stainless steel frame. Frame holds mirror in a tilted position for accessibility and compliance with ADA requirements. Mirror has a galvanized steel back secured to frame with concealed screws with integral horizontal hanging brackets. Mirror shall be approximately 18" wide and 36" high. Other sizes are available.
A5075 | Dispenser, Soap, Disposable | 1 | VV | Disposable soap dispenser. One-handed dispensing operation. Designed to accommodate disposable soap cartridge and valve.
A5082 | Dispenser, Paper Towel, Sensor, Hands Free | 1 | CC | A surface mounted, sensor activated, automatic, roll paper towel dispenser. The unit dispenses a paper towel automatically only when hands are place in position below the dispenser for maximum sanitation and hygiene. May include adjustable settings for sheet length, time delay, and sensor range. Unit is battery operated or with optional AC power adapter.
A5090 | Disposal, Sanitary Napkin, SS, Surface Mounted | 1 | CC | A surface mounted, satin finish stainless steel, sanitary napkin disposal. Disposal features a flip-up cover, secured to the container by a heavy duty stainless steel piano-hinge. Disposal may be secured to wall or toilet partition. For general purpose use in female toilet stalls or rooms and uni-sex toilet rooms.
A5109 | Grab Bar, 1-1/4" Dia., SS, 2 Wall, W/C Accessible | 1 | CC | A 1-1/4" diameter, satin finish stainless steel, peened gripping surface, 2 wall toilet stall/ room, grab bar with concealed mounting flanges. Snap over flanges are provided to conceal mounting screws. A selection of mounting kits and concealed anchor devices are available from the manufacturers for different types of installations. Grab bar shall comply with barrier-free accessibility guidelines for structural strength. For typical water closet applications in toilet stalls and rooms where ADA (American's With Disabilities Act) requirements must be met.
A5145 | Hook, Garment, Double, SS, Surface Mounted | 1 | CC | A surface mounted, satin finish stainless steel, double garment hook. Equipped with a concealed mounting bracket that is secured to a concealed wall plate. For general purpose use throughout the facility to hang various items of apparel.
A5200 | Dispenser, Toilet Tissue, SS, 2-Roll, Surface Mntd | 1 | CC | A concealed surface mounted, double roll, satin finish stainless steel, toilet tissue dispenser. Unit accommodates two standard-core toilet tissue rolls through 5" in diameter. Spindles are chrome plated plastic with a heavy-duty internal spring and turn freely for non-controlled delivery. For general purpose use in restrooms.
F2010 | Basket, Wastepaper, Step-On | 1 | VV | "Step-on" wastepaper basket with inner liner and foot petal activated flip top.
P3000 | Lavatory, Vitreous China, Straight Back | 1 | CC | Wall mounted, vitreous china lavatory (approximate bowl size 7"x15"x10") with: straight-front apron, straight or contoured back; faucet holes on 4" centers; gooseneck spout; wrist blade handles; and grid strainer. It shall be suitable for use in clinics, offices, washrooms or patient care areas.
P9050 | Toilet, Wall Hung, Siphon Jet | 1 | CC | Siphon jet water closet/ toilet. This unit is wall hung with an elongated bowl, top spud flushometer, seat with open front and check hinge, and carrier. Used in restrooms throughout the health care facility.
8 - OPTOMETRY SERVICE SUPPORT AREA | 8 - OPTOMETRY SERVICE SUPPORT AREA | 8 - OPTOMETRY SERVICE SUPPORT AREA | 8 - OPTOMETRY SERVICE SUPPORT AREA | 8 - OPTOMETRY SERVICE SUPPORT AREA
1 - SB737 - OPT Clean Utility Room, Lgstcs Svc | 1 - SB737 - OPT Clean Utility Room, Lgstcs Svc | 1 - SB737 - OPT Clean Utility Room, Lgstcs Svc | 1 - SB737 - OPT Clean Utility Room, Lgstcs Svc | 1 - SB737 - OPT Clean Utility Room, Lgstcs Svc
JSN | NAME | QTY | ACQ/INS | DESCRIPTION
E0906 | Locker, Supply, General, Wall Mtd, 23"W x 20"D | 1 | VV | THIS TYPICAL INCLUDES: 1 Wall Mounted Rail 1 Locked Storage Container 2 Tray/Shelves 1 Drawer, 3"H 3 Drawers, 6"H 2 Drawers, 9"H 1 Tray/Shelf Divider Drawer Organizer Bins Consider the need for an E0921 to transport the locker from place to place.
E0912 | Locker, Supply, Med Surg, Wall Mtd | 1 | VV | Medical/Surgical Supply locker, Wall Mounted, approximately 23"W x 20"D. THIS TYPICAL INCLUDES: 1 Wall Mounted Rail 1 Locked Storage Container 4 Tray/Shelves 5 Drawers, 3"H 2 Drawers, 6"H 2 Tray/Shelf Dividers Drawer Organizer Bins Consider the need for an E0921 to transport the locker from place to place.
E1500 | Rail, MOD, W/MNTD, HX144XD | 1 | VV | Wall mounted rail used for hanging (mounting) lockers, shelves and drawers on a wall.
F2000 | Basket, Wastepaper, Fire Resistant | 1 | VV | Wastepaper basket, fire resistant, approximately 40 quart capacity. This unit is used to collect and temporarily store small quantities of paper refuse in patient rooms, administrative areas and nursing stations. Size and shape varies depending on the application and manufacturer selected.
2 - SB743 - OPT Soiled Utility Room, Lgstcs Svc | 2 - SB743 - OPT Soiled Utility Room, Lgstcs Svc | 2 - SB743 - OPT Soiled Utility Room, Lgstcs Svc | 2 - SB743 - OPT Soiled Utility Room, Lgstcs Svc | 2 - SB743 - OPT Soiled Utility Room, Lgstcs Svc
JSN | NAME | QTY | ACQ/INS | DESCRIPTION
A1012 | Telephone, Wall Mounted, 1 Line | 1 | VV | Telephone, wall mounted, 1 line.
A5075 | Dispenser, Soap, Disposable | 1 | VV | Disposable soap dispenser. One-handed dispensing operation. Designed to accommodate disposable soap cartridge and valve.
A5077 | Dispenser, Hand Sanitizer, Hands-Free | 1 | VV | A touch free wall-mounted hand sanitizer dispenser. For use throughout a healthcare facility. Unit does not include the sanitizing liquid. Units are battery operated.
A5080 | Dispenser, Paper Towel, SS, Surface Mounted | 1 | CC | A surface mounted, satin finish stainless steel, single-fold, paper towel dispenser. Dispenser features: tumbler lock; front hinged at bottom; and refill indicator slot. Minimum capacity 400 single-fold paper towels. For general purpose use throughout the facility.
A5106 | Waste Disposal Unit, Sharps w/Glove Dispenser | 1 | VV | The unit is designed for the disposal of sharps and complies with OSHA guidelines for the handling of sharps. It shall house a 5 quart container and be capable of being mounted on a wall. It shall have a glove dispenser attached. The unit shall be secured by a locked enclosure.
C04F0 | Cabinet, U/C/B, 1 Shelf, 2 Half DR, 2 DO, 36x36x22 | 1 | CC | Standing height under counter base cabinet with an adjustable shelf and two half width drawers above solid hinged doors. Also referred to as a combination cabinet or a drawer and cupboard cabinet. For general purpose use throughout the facility.
C05P0 | Cabinet, Sink, U/C/B, 2 Door, 36x48x22 | 1 | CC | Standing height under counter base sink cabinet with solid hinged doors. Also referred to as a double-door sink cabinet. For general purpose use throughout the facility where a sink is to be used. Coordinate actual clear cabinet dimension with the actual outside dimension of sink that is specified to ensure that they are compatible.
CS200 | Sink, SS, Single Compartment, 12x28x16 ID | 1 | CC | Single compartment stainless steel sink, drop-in, self-rimming, ledge-type, connected with a drain and provided with a mixing faucet. It shall also be provided with pre-punched fixture holes on 4" center, integral back ledge to accommodate deck-mounted fixtures, brushed/polished interior and top surfaces, and sound deadened. Recommended for use in suspended or U/C/B sink cabinets having a high plastic laminate or Chemsurf laminate countertop/work surface. Coordinate actual outside sink dimensions with the actual clear dimension of cabinet specified to ensure that they are compatible. For general purpose use throughout the facility.
CT050 | Countertop, Stainless Steel | 1 | CC | Stainless steel countertop (composition of heavy-gauge Type No. 304 stainless steel) having a smooth satin finish and integral 4" backsplash/curb. Also referred to as a corrosion-resistant steel work surface or work top. Available in various depths. Used in areas where excellent ease of cleaning, abrasion resistance, bacteria resistance, impact resistance, load capacity and moisture resistance, are of concern. Pricing based upon a 24" depth.
F2020 | Can, Trash, 44 Gallon | 1 | VV | Forty four (44) gallon trash can, 32" high X 24" diameter, with lid. Used to collect and transport refuse from a point of origin to point of disposal (example: from soiled utility or a nursing unit to the trash compactor at housekeeping).
P2000 | Eyewash, Wall Mounted, Hands-Free | 1 | CC | Wall mounted emergency eye wash station. The flow of water from the unit is activated by hand. Upon initiation of water flow the unit will operate hands free to provide streams of water to clear foreign particles or dilute caustic liquids from the eyes in emergency situations. Used in laboratories and areas of the hospital where employees are subject to foreign bodies or liquid material to the eyes.
P2450 | Valve, Mixing, Thermostatic | 1 | CC | Thermostatic mixing valve with washout hose. Used with portable whirlpool equipment. Thermostatic valve is used to maintain temperature between 70 and 110 degree Fahrenheit, with a flow rate of 20 gallons a minute. The washout hose assembly is used to wash out tanks after treatment. Used in physical therapy department to provide comfortable water temperature for patient treatments.
P3100 | Lavatory, Vitreous China, Slab Type | 1 | CC | Wall mounted, slab type, vitreous china, lavatory (approximate bowl size 7"x15"x10") with: faucet holes on 4" centers; gooseneck spout; wrist blade handles; and grid strainer. It shall be suitable for use in clinics, offices, washrooms or patient care area.
3 - SV583 - OPT Medication Room, Phrm Svc | 3 - SV583 - OPT Medication Room, Phrm Svc | 3 - SV583 - OPT Medication Room, Phrm Svc | 3 - SV583 - OPT Medication Room, Phrm Svc | 3 - SV583 - OPT Medication Room, Phrm Svc
JSN | NAME | QTY | ACQ/INS | DESCRIPTION
A1010 | Telecommunication Outlet | 2 | VV | Telecommunication outlet location.
A1014 | Telephone, Wall Mounted, 1 Line, With Speaker | 1 | VV | Telephone, wall mounted, 1 line, with speaker.
A5075 | Dispenser, Soap, Disposable | 1 | VV | Disposable soap dispenser. One-handed dispensing operation. Designed to accommodate disposable soap cartridge and valve.
A5077 | Dispenser, Hand Sanitizer, Hands-Free | 1 | VV | A touch free wall-mounted hand sanitizer dispenser. For use throughout a healthcare facility. Unit does not include the sanitizing liquid. Units are battery operated.
A5082 | Dispenser, Paper Towel, Sensor, Hands Free | 1 | CC | A surface mounted, sensor activated, automatic, roll paper towel dispenser. The unit dispenses a paper towel automatically only when hands are place in position below the dispenser for maximum sanitation and hygiene. May include adjustable settings for sheet length, time delay, and sensor range. Unit is battery operated or with optional AC power adapter.
A5107 | Dispenser, Glove, Surgical/Examination, Wall Mntd | 1 | VV | Examination three (Small Medium, Large) glove dispenser box for wall mounting. Fabricated of either cold rolled steel with a white baked enamel finish, plastic or acrylic. Hardware not included, Option 3 powder coated steel.
A5108 | Waste Disposal Unit, Sharps | 1 | VV | A container for collecting and transporting syringes and other sharps for decontamination and disposal. Available in 2 gallon and 8 gallon with locking rotor. Complies with OSHA regulations for handling sharps.
A5145 | Hook, Garment, Double, SS, Surface Mounted | 1 | CC | A surface mounted, satin finish stainless steel, double garment hook. Equipped with a concealed mounting bracket that is secured to a concealed wall plate. For general purpose use throughout the facility to hang various items of apparel.
C03G0 | Cabinet, U/C/B, 2 Shelf, 2 Door, 36x30x22 | 1 | CC | Standing height under counter base cabinet with two adjustable shelves and two solid hinged doors. Also referred to as a cupboard cabinet. For general purpose use throughout the facility.
C04Q0 | Cabinet, ADA Sink, Wall-Mounted | 1 | CC | Wall mounted sink support cabinet for drop-in sink with vertical fascia and angled ADA profile, also referred to as ADA sink cabinet. Removable front panel to permit access to plumbing. Medium density M-3 particle board core construction faced with high pressure vertical grade decorative plastic laminate on exposed surfaces and melamine on semi-exposed and concealed surfaces; plastic laminate edge banding. Includes all attaching hardware including support rail.
CD030 | Cabinet, W/H, 2 Shelf, 2 DO, Sloping Top, 38x30x13 | 2 | CC | Wall hung steel cabinet with two adjustable shelves, solid hinged doors, and sloping top. Also referred to as a solid hinged double door wall case. For general purpose use throughout the facility.
CS070 | Sink, SS, Single Compartment, 7.5x16x16 ID | 1 | CC | Single compartment stainless steel sink, drop-in, self-rimming, ledge-type, connected with a drain and provided with a mixing faucet. It shall also be provided with pre-punched fixture holes on 4" center, integral back ledge to accommodate deck-mounted fixtures, brushed/polished interior and top surfaces, and sound deadened. Recommended for use in suspended or U/C/B sink cabinets having a high plastic laminate or Chemsurf laminate countertop/work surface. Coordinate actual outside sink dimensions with the actual clear dimension of cabinet specified to ensure that they are compatible. For general purpose use throughout the facility.
CT020 | Countertop, Solid Surface | 1 | CC | A solid, nonporous countertop with a smooth seamless appearance. Easy to clean and maintain and with proper cleaning does not support the growth of mold. An acrylic-based solid surface product. Standard thickness of 1", and a 4" butt backsplash/curb. Also referred to as a work surface or work top. Available in a choice of colors and depths. Used in lab and other hospital areas requiring optimum physical and chemical resisting properties.
E0945 | Cart, Computer, Mobile | 1 | VV | A mobile computer cart for use throughout the facility. The cart dimensions will be approximately 45" H x 30" W x 22" D with casters. May include drawers and miscellaneous other accessories that will be determined at time of purchase. This Typical may include: 1 Cart Body, w/Computer Support, Style-A Narrow, w/Raised Edge Top 1 Flip-Up Shelf 1 Sharps Container Holder 1 Wastebasket 1 Chart Holder 2 Drawers, 3"H 2 Drawers, 6"H 3 Accessory Rail, Side Drawer Organizer Bins
F2010 | Basket, Wastepaper, Step-On | 1 | VV | "Step-on" wastepaper basket with inner liner and foot petal activated flip top.
F3050 | Whiteboard, Dry Erase | 1 | VV | Whiteboard unit, approximately 36" H x 48" W consisting of a white porcelain enamel writing surface with an attached chalk tray. Magnetic surface available. Image can be easily removed with a standard chalkboard eraser. For use with water color pens. Unit is ready to hang.
F3200 | Clock, Battery, 12" Diameter | 1 | VV | Clock, 12" diameter. Round surface, easy to read numbers with sweep second hand. Wall mounted unit for use when impractical to install a fully synchronized clock system. Battery operated, (batteries not included).
M1801 | Computer, Microprocessing, w/Flat Panel Monitor | 1 | VV | Desk top microprocessing computer. The unit shall consist of a central processing mini tower, flat panel monitor, keyboard, mouse and speakers. The system shall have the following minimum characteristics: a 2.8 GHz Pentium processor; 512 MB memory; 80GB hard drive; 32/48x CD-ROMDVD combo; 1.44MB network interface card; video 32 MB NVIDIA; a 18 inch flat panel monitor. The computer is used throughout the facility to input, manipulate and retrieve information.
M3150 | Distribution System, Medication, Automatic | 1 | VV | An automated dispensing system that provides controlled dispensing, inventory and security. Size and cost will vary dependent on number of modules selected.
P1965 | Eyewash, Eye/Face, Sink Mounted, Hands-free | 1 | CC | A sink mounted eyewash station. The unit is designed for emergency eye and face rinsing from soft flow dual spray-heads. The Flow must be activated by the single momentary action and remain on until terminated.
R6200 | Refrigerator, U/C or F/S, 5 Cu Ft | 1 | VV | Utility refrigerator approximately 35" H x 24" W x 26" D. The unit has a two tray ice cube cooling system. The refrigerator fits standard architectural dimensions for undercounter installation. The unit is perfect for use in nurses' station, wards, and laboratories, pharmacies or wherever space is limited.
4 - CEY74 - OPT Equipment Storage Room, Eye Clnc | 4 - CEY74 - OPT Equipment Storage Room, Eye Clnc | 4 - CEY74 - OPT Equipment Storage Room, Eye Clnc | 4 - CEY74 - OPT Equipment Storage Room, Eye Clnc | 4 - CEY74 - OPT Equipment Storage Room, Eye Clnc
JSN | NAME | QTY | ACQ/INS | DESCRIPTION
M2055 | Shelving, Storage, Wire, CRS, w/Adjustable Shelves | 1 | VV | Stationary, wire, shelving unit. Unit has fully adjustable shelves constructed of stainless steel. For use in general purpose storage areas. Shelving is provided in various sizes and configurations. Price provided is for a unit approximately 74"H x 18"D x 48"W with four shelves.
6 - SB262 - OPT Wheelchair Alcove, Bldg Sprt | 6 - SB262 - OPT Wheelchair Alcove, Bldg Sprt | 6 - SB262 - OPT Wheelchair Alcove, Bldg Sprt | 6 - SB262 - OPT Wheelchair Alcove, Bldg Sprt | 6 - SB262 - OPT Wheelchair Alcove, Bldg Sprt
JSN | NAME | QTY | ACQ/INS | DESCRIPTION
M4705 | Wheelchair, Patient Transport, Folding | 1 | VV | Folding patient transport wheelchair. Constructed of chrome plated steel with detachable armrest and footrests. Unit has heavy duty front casters with sealed radial high-precision ball bearing assembly. Unit is used for patient transport.
M4710 | Wheelchair, Patient, Bariatric, Transport, Folding | 1 | VV | Folding bariatric patient transport wheelchair with a capacity of at least 500 lbs. Constructed with a heavy duty steel frame and double cross brace, with detachable armrest and swing away footrests. Unit has heavy duty front casters and rear wheels with precision wheel bearings in front and rear assembly. Unit is used for patient movement.
7 - SB244 - OPT Housekeeping Aides Closet (HAC), Bldg Sprt | 7 - SB244 - OPT Housekeeping Aides Closet (HAC), Bldg Sprt | 7 - SB244 - OPT Housekeeping Aides Closet (HAC), Bldg Sprt | 7 - SB244 - OPT Housekeeping Aides Closet (HAC), Bldg Sprt | 7 - SB244 - OPT Housekeeping Aides Closet (HAC), Bldg Sprt
JSN | NAME | QTY | ACQ/INS | DESCRIPTION
A5075 | Dispenser, Soap, Disposable | 1 | VV | Disposable soap dispenser. One-handed dispensing operation. Designed to accommodate disposable soap cartridge and valve.
A5080 | Dispenser, Paper Towel, SS, Surface Mounted | 1 | CC | A surface mounted, satin finish stainless steel, single-fold, paper towel dispenser. Dispenser features: tumbler lock; front hinged at bottom; and refill indicator slot. Minimum capacity 400 single-fold paper towels. For general purpose use throughout the facility.
A5107 | Dispenser, Glove, Surgical/Examination, Wall Mntd | 1 | VV | Examination three (Small Medium, Large) glove dispenser box for wall mounting. Fabricated of either cold rolled steel with a white baked enamel finish, plastic or acrylic. Hardware not included, Option 3 powder coated steel.
A5135 | Shelf, Utility W/ Mop/Broom Holders, SS, Surf Mntd | 1 | CC | A surface mounted, satin finish stainless steel, utility shelf with a maximum of 6 mop/broom holders and 5 rag hooks. Utility shelf features: 8" deep shelf; mounting brackets welded to shelf; spring activated rubber cam holders; and drying rod. Unit is available in various widths 30" (minimum, 3 holders and 2 hooks) to 48" (maximum, 6 holders and 5 hooks). For use in janitor closets. Pricing based on a 36" width.
F0500 | Cart, Janitor's | 1 | VV | Janitors cart, 38" high X 66" wide X 20" deep with 25 gallon heavy duty collection bag. Accommodations for locking vault and janitorial support items (broom, dust pan, chemicals, mop and mop bucket; not included).
F0505 | Bucket, Mop, With Wringer, 26 Quart | 1 | VV | Mobile mop bucket / wringer combination, approximately 35" H x 17" W x 22" D with four 2" casters. Total capacity is 26 quarts. Unit used for general hard surface floor maintenance.
P2000 | Eyewash, Wall Mounted, Hands-Free | 1 | CC | Wall mounted emergency eye wash station. The flow of water from the unit is activated by hand. Upon initiation of water flow the unit will operate hands free to provide streams of water to clear foreign particles or dilute caustic liquids from the eyes in emergency situations. Used in laboratories and areas of the hospital where employees are subject to foreign bodies or liquid material to the eyes.
P2451 | Valve, Mixing, Thermostatic, Eyewash | 1 | CC | Emergency tempering valve thermostatically mixes hot and cold water to provide a safe fluid supply for a single emergency eye/face wash with a flow rate of 10 gpm (38.8L)
P4700 | Sink, Mop, Molded Stone | 1 | CC | Mop service sink approximately 10"H x 36"W x 24"D. Also called a mop service basin and a mop receptor. Unit is made of molded stone and is a one piece item. It shall include a service faucet hose, hose bracket and mop hanger. Used in utility rooms for cleaning mops and floor cleaning equipment.
8 - CEY81 - OPT Supply Storage Room, Eye Clnc | 8 - CEY81 - OPT Supply Storage Room, Eye Clnc | 8 - CEY81 - OPT Supply Storage Room, Eye Clnc | 8 - CEY81 - OPT Supply Storage Room, Eye Clnc | 8 - CEY81 - OPT Supply Storage Room, Eye Clnc
JSN | NAME | QTY | ACQ/INS | DESCRIPTION
A1010 | Telecommunication Outlet | 1 | VV | Telecommunication outlet location.
A1014 | Telephone, Wall Mounted, 1 Line, With Speaker | 1 | VV | Telephone, wall mounted, 1 line, with speaker.
M2055 | Shelving, Storage, Wire, CRS, w/Adjustable Shelves | 4 | VV | Stationary, wire, shelving unit. Unit has fully adjustable shelves constructed of stainless steel. For use in general purpose storage areas. Shelving is provided in various sizes and configurations. Price provided is for a unit approximately 74"H x 18"D x 48"W with four shelves.
9 - CEY88 - OPT Reusable Equipment (RME) Room, Eye Clnc | 9 - CEY88 - OPT Reusable Equipment (RME) Room, Eye Clnc | 9 - CEY88 - OPT Reusable Equipment (RME) Room, Eye Clnc | 9 - CEY88 - OPT Reusable Equipment (RME) Room, Eye Clnc | 9 - CEY88 - OPT Reusable Equipment (RME) Room, Eye Clnc
JSN | NAME | QTY | ACQ/INS | DESCRIPTION
E0990 | Cart, Closed, w/Shelves, Mobile, 72"Hx48"Wx22"D | 4 | VV | THIS TYPICAL INCLUDES: 1 Cart body, Style A-Wide, w/o Spine 4 Wire Shelves w/Dividers 1 Cart Door, Solid
9 - OPTOMETRY SERVICE STAFF AND ADMINISTRATIVE AREA | 9 - OPTOMETRY SERVICE STAFF AND ADMINISTRATIVE AREA | 9 - OPTOMETRY SERVICE STAFF AND ADMINISTRATIVE AREA | 9 - OPTOMETRY SERVICE STAFF AND ADMINISTRATIVE AREA | 9 - OPTOMETRY SERVICE STAFF AND ADMINISTRATIVE AREA
1 - SS204 - OPT Service Chief Office, Stff Sprt | 1 - SS204 - OPT Service Chief Office, Stff Sprt | 1 - SS204 - OPT Service Chief Office, Stff Sprt | 1 - SS204 - OPT Service Chief Office, Stff Sprt | 1 - SS204 - OPT Service Chief Office, Stff Sprt
JSN | NAME | QTY | ACQ/INS | DESCRIPTION
A1010 | Telecommunication Outlet | 2 | VV | Telecommunication outlet location.
A1015 | Telephone, Desk, Multiple Line | 1 | VV | Telephone, desk, multiple line.
A5145 | Hook, Garment, Double, SS, Surface Mounted | 1 | CC | A surface mounted, satin finish stainless steel, double garment hook. Equipped with a concealed mounting bracket that is secured to a concealed wall plate. For general purpose use throughout the facility to hang various items of apparel.
E0078 | Workstation, L-Shaped w/Peninsula, Free Std, 78x72 | 1 | VV | This section will provide a whole work station typical to quickly plan work areas in clinical or administrative spaces. There will be a price decrease if typical work stations are used with vertical hanging strips instead of panels. THIS TYPICAL INCLUDES: 4 standard solid panels; 2 panel connectors, 2-way corner; 1 panel-to-panel connector; 2 finished end hardware; 1 cantilevered work surface; 1 peninsula work surface; 2 lockable flipper units; 2 shelf, storage/display; 2 lights; 1 tack board, 48"W; 1 tool rail, 30"W; 1 paper tray; 1 diagonal tray; 1 adjustable keyboard tray; 1 mobile pedestal, box/file.
F0110 | Bookcase, 3 Shelf | 1 | VV | Freestanding open metal shelf book case, approximately 60" high X 36" wide X 18" deep with three (3) adjustable shelves and four (4) non-marking floor glides.
F0205 | Chair, Side With Arms | 2 | VV | Upholstered side chair, 32" high X 21" wide X 23" deep with arms, padded seats and padded backs. Seat height is a minimum of 17". Available with or without sled base.
F0275 | Chair, Swivel, High Back | 1 | VV | Highback contemporary swivel chair, 41" high X 23" wide X 23" deep with five (5) caster swivel base and arms. Chair may be used at desks or in conference rooms. Back and seat are foam padded and upholstered with either woven textile fabric or vinyl.
F0420 | Cabinet, Filing, Lateral, Half Height | 1 | VV | Half height two (2) or three (3) drawer lateral filing cabinet, 28" high X 42" wide X 18" deep with recessed handles, locking device and drawer label holders. Drawers are adaptable to either letter or legal size materials.
F2000 | Basket, Wastepaper, Fire Resistant | 1 | VV | Wastepaper basket, fire resistant, approximately 40 quart capacity. This unit is used to collect and temporarily store small quantities of paper refuse in patient rooms, administrative areas and nursing stations. Size and shape varies depending on the application and manufacturer selected.
F3200 | Clock, Battery, 12" Diameter | 1 | VV | Clock, 12" diameter. Round surface, easy to read numbers with sweep second hand. Wall mounted unit for use when impractical to install a fully synchronized clock system. Battery operated, (batteries not included).
M1801 | Computer, Microprocessing, w/Flat Panel Monitor | 1 | VV | Desk top microprocessing computer. The unit shall consist of a central processing mini tower, flat panel monitor, keyboard, mouse and speakers. The system shall have the following minimum characteristics: a 2.8 GHz Pentium processor; 512 MB memory; 80GB hard drive; 32/48x CD-ROMDVD combo; 1.44MB network interface card; video 32 MB NVIDIA; a 18 inch flat panel monitor. The computer is used throughout the facility to input, manipulate and retrieve information.
2 - SS204 - OPT Assistant Chief Office, Stff Sprt | 2 - SS204 - OPT Assistant Chief Office, Stff Sprt | 2 - SS204 - OPT Assistant Chief Office, Stff Sprt | 2 - SS204 - OPT Assistant Chief Office, Stff Sprt | 2 - SS204 - OPT Assistant Chief Office, Stff Sprt
JSN | NAME | QTY | ACQ/INS | DESCRIPTION
A1010 | Telecommunication Outlet | 2 | VV | Telecommunication outlet location.
A1015 | Telephone, Desk, Multiple Line | 1 | VV | Telephone, desk, multiple line.
A5145 | Hook, Garment, Double, SS, Surface Mounted | 1 | CC | A surface mounted, satin finish stainless steel, double garment hook. Equipped with a concealed mounting bracket that is secured to a concealed wall plate. For general purpose use throughout the facility to hang various items of apparel.
E0078 | Workstation, L-Shaped w/Peninsula, Free Std, 78x72 | 1 | VV | This section will provide a whole work station typical to quickly plan work areas in clinical or administrative spaces. There will be a price decrease if typical work stations are used with vertical hanging strips instead of panels. THIS TYPICAL INCLUDES: 4 standard solid panels; 2 panel connectors, 2-way corner; 1 panel-to-panel connector; 2 finished end hardware; 1 cantilevered work surface; 1 peninsula work surface; 2 lockable flipper units; 2 shelf, storage/display; 2 lights; 1 tack board, 48"W; 1 tool rail, 30"W; 1 paper tray; 1 diagonal tray; 1 adjustable keyboard tray; 1 mobile pedestal, box/file.
F0110 | Bookcase, 3 Shelf | 1 | VV | Freestanding open metal shelf book case, approximately 60" high X 36" wide X 18" deep with three (3) adjustable shelves and four (4) non-marking floor glides.
F0205 | Chair, Side With Arms | 2 | VV | Upholstered side chair, 32" high X 21" wide X 23" deep with arms, padded seats and padded backs. Seat height is a minimum of 17". Available with or without sled base.
F0275 | Chair, Swivel, High Back | 1 | VV | Highback contemporary swivel chair, 41" high X 23" wide X 23" deep with five (5) caster swivel base and arms. Chair may be used at desks or in conference rooms. Back and seat are foam padded and upholstered with either woven textile fabric or vinyl.
F0420 | Cabinet, Filing, Lateral, Half Height | 1 | VV | Half height two (2) or three (3) drawer lateral filing cabinet, 28" high X 42" wide X 18" deep with recessed handles, locking device and drawer label holders. Drawers are adaptable to either letter or legal size materials.
F2000 | Basket, Wastepaper, Fire Resistant | 1 | VV | Wastepaper basket, fire resistant, approximately 40 quart capacity. This unit is used to collect and temporarily store small quantities of paper refuse in patient rooms, administrative areas and nursing stations. Size and shape varies depending on the application and manufacturer selected.
F3200 | Clock, Battery, 12" Diameter | 1 | VV | Clock, 12" diameter. Round surface, easy to read numbers with sweep second hand. Wall mounted unit for use when impractical to install a fully synchronized clock system. Battery operated, (batteries not included).
M1801 | Computer, Microprocessing, w/Flat Panel Monitor | 1 | VV | Desk top microprocessing computer. The unit shall consist of a central processing mini tower, flat panel monitor, keyboard, mouse and speakers. The system shall have the following minimum characteristics: a 2.8 GHz Pentium processor; 512 MB memory; 80GB hard drive; 32/48x CD-ROMDVD combo; 1.44MB network interface card; video 32 MB NVIDIA; a 18 inch flat panel monitor. The computer is used throughout the facility to input, manipulate and retrieve information.
3 - SS218 - OPT Program Support Assistant Workstation, Stff Sprt | 3 - SS218 - OPT Program Support Assistant Workstation, Stff Sprt | 3 - SS218 - OPT Program Support Assistant Workstation, Stff Sprt | 3 - SS218 - OPT Program Support Assistant Workstation, Stff Sprt | 3 - SS218 - OPT Program Support Assistant Workstation, Stff Sprt
JSN | NAME | QTY | ACQ/INS | DESCRIPTION
A1010 | Telecommunication Outlet | 2 | VV | Telecommunication outlet location.
A1015 | Telephone, Desk, Multiple Line | 1 | VV | Telephone, desk, multiple line.
E0123 | Workstation, Straight, Free Standing, 72" W | 1 | VV | This JSN will provide a whole work station typical to quickly plan work in areas in clinical or administrative spaces. There will be a price decrease if typical work stations are used with vertical hanging strips instead of panels. THIS TYPICAL INCLUDES: 4 Standard Solid Panels 2 Panel Connectors, 2-Way Corner 1 Panel-to-Panel Connector 2 Finished End Hardware 1 Cantilevered, Work Surface 2 Lockable Flipper Units 2 Shelf, Storage/Displays 2 Lights 1 Tack board 1 Tool Rail 1 Paper Tray 1 Diagonal Tray 1 Adjustable Keyboard Tray 1 Mobile Pedestal, Box/File
F0275 | Chair, Swivel, High Back | 1 | VV | Highback contemporary swivel chair, 41" high X 23" wide X 23" deep with five (5) caster swivel base and arms. Chair may be used at desks or in conference rooms. Back and seat are foam padded and upholstered with either woven textile fabric or vinyl.
F0420 | Cabinet, Filing, Lateral, Half Height | 1 | VV | Half height two (2) or three (3) drawer lateral filing cabinet, 28" high X 42" wide X 18" deep with recessed handles, locking device and drawer label holders. Drawers are adaptable to either letter or legal size materials.
F2000 | Basket, Wastepaper, Fire Resistant | 1 | VV | Wastepaper basket, fire resistant, approximately 40 quart capacity. This unit is used to collect and temporarily store small quantities of paper refuse in patient rooms, administrative areas and nursing stations. Size and shape varies depending on the application and manufacturer selected.
M1801 | Computer, Microprocessing, w/Flat Panel Monitor | 1 | VV | Desk top microprocessing computer. The unit shall consist of a central processing mini tower, flat panel monitor, keyboard, mouse and speakers. The system shall have the following minimum characteristics: a 2.8 GHz Pentium processor; 512 MB memory; 80GB hard drive; 32/48x CD-ROMDVD combo; 1.44MB network interface card; video 32 MB NVIDIA; a 18 inch flat panel monitor. The computer is used throughout the facility to input, manipulate and retrieve information.
4 - SB003 - OPT Visitor Waiting, Bldg Sprt | 4 - SB003 - OPT Visitor Waiting, Bldg Sprt | 4 - SB003 - OPT Visitor Waiting, Bldg Sprt | 4 - SB003 - OPT Visitor Waiting, Bldg Sprt | 4 - SB003 - OPT Visitor Waiting, Bldg Sprt
JSN | NAME | QTY | ACQ/INS | DESCRIPTION
A5077 | Dispenser, Hand Sanitizer, Hands-Free | 1 | VV | A touch free wall-mounted hand sanitizer dispenser. For use throughout a healthcare facility. Unit does not include the sanitizing liquid. Units are battery operated.
A6046 | Artwork, Decorative, With Frame | 1 | VV | This JSN is to be used for determining and defining location of decorative artwork.
F0206 | Chair, Side, Bariatric, With Arms | 1 | VV | A bariatric side chair with arms for use in a waiting room, lobby or other patient area. Chair will have a padded seat and back and have a capacity of 800 pounds.
F0305 | Chair, Waiting Room, Single | 1 | VV | Single seat waiting room chair with foam padded seat and back. Upholstered with either woven fabric textile or vinyl. Arms and floor glides included.
F2000 | Basket, Wastepaper, Fire Resistant | 1 | VV | Wastepaper basket, fire resistant, approximately 40 quart capacity. This unit is used to collect and temporarily store small quantities of paper refuse in patient rooms, administrative areas and nursing stations. Size and shape varies depending on the application and manufacturer selected.
F2300 | Rack, Magazine, Wall Mounted | 1 | VV | Wall mounted magazine rack with nine (9) magazine holding compartments.
F3200 | Clock, Battery, 12" Diameter | 1 | VV | Clock, 12" diameter. Round surface, easy to read numbers with sweep second hand. Wall mounted unit for use when impractical to install a fully synchronized clock system. Battery operated, (batteries not included).
5 - SS218 - OPT Provider Workstation, Stff Sprt | 5 - SS218 - OPT Provider Workstation, Stff Sprt | 5 - SS218 - OPT Provider Workstation, Stff Sprt | 5 - SS218 - OPT Provider Workstation, Stff Sprt | 5 - SS218 - OPT Provider Workstation, Stff Sprt
JSN | NAME | QTY | ACQ/INS | DESCRIPTION
A1010 | Telecommunication Outlet | 2 | VV | Telecommunication outlet location.
A1015 | Telephone, Desk, Multiple Line | 1 | VV | Telephone, desk, multiple line.
E0123 | Workstation, Straight, Free Standing, 72" W | 1 | VV | This JSN will provide a whole work station typical to quickly plan work in areas in clinical or administrative spaces. There will be a price decrease if typical work stations are used with vertical hanging strips instead of panels. THIS TYPICAL INCLUDES: 4 Standard Solid Panels 2 Panel Connectors, 2-Way Corner 1 Panel-to-Panel Connector 2 Finished End Hardware 1 Cantilevered, Work Surface 2 Lockable Flipper Units 2 Shelf, Storage/Displays 2 Lights 1 Tack board 1 Tool Rail 1 Paper Tray 1 Diagonal Tray 1 Adjustable Keyboard Tray 1 Mobile Pedestal, Box/File
F0275 | Chair, Swivel, High Back | 1 | VV | Highback contemporary swivel chair, 41" high X 23" wide X 23" deep with five (5) caster swivel base and arms. Chair may be used at desks or in conference rooms. Back and seat are foam padded and upholstered with either woven textile fabric or vinyl.
F0420 | Cabinet, Filing, Lateral, Half Height | 1 | VV | Half height two (2) or three (3) drawer lateral filing cabinet, 28" high X 42" wide X 18" deep with recessed handles, locking device and drawer label holders. Drawers are adaptable to either letter or legal size materials.
F2000 | Basket, Wastepaper, Fire Resistant | 1 | VV | Wastepaper basket, fire resistant, approximately 40 quart capacity. This unit is used to collect and temporarily store small quantities of paper refuse in patient rooms, administrative areas and nursing stations. Size and shape varies depending on the application and manufacturer selected.
M1801 | Computer, Microprocessing, w/Flat Panel Monitor | 1 | VV | Desk top microprocessing computer. The unit shall consist of a central processing mini tower, flat panel monitor, keyboard, mouse and speakers. The system shall have the following minimum characteristics: a 2.8 GHz Pentium processor; 512 MB memory; 80GB hard drive; 32/48x CD-ROMDVD combo; 1.44MB network interface card; video 32 MB NVIDIA; a 18 inch flat panel monitor. The computer is used throughout the facility to input, manipulate and retrieve information.
6 - SC256 - OPT Touchdown Station, Clncl Sprt | 6 - SC256 - OPT Touchdown Station, Clncl Sprt | 6 - SC256 - OPT Touchdown Station, Clncl Sprt | 6 - SC256 - OPT Touchdown Station, Clncl Sprt | 6 - SC256 - OPT Touchdown Station, Clncl Sprt
JSN | NAME | QTY | ACQ/INS | DESCRIPTION
A1010 | Telecommunication Outlet | 3 | VV | Telecommunication outlet location.
A1017 | Telephone, Wall Mounted, Multi-Line, With Speaker | 2 | VV | Telephone, wall mounted, multi-line with speaker.
A5225 | Bracket, Dual Computer Monitor, Desk-Mounted | 2 | VV | Desk-mounted bracket that supports two LCD computer monitors, or laptop and monitor configuration. Extends LCD's or labtop up to 25" with an adjustment range of 18". Desk clamp attaches to edge up to 2.6" thick. Maximum combined weight supported not to exceed 50 lbs.
E0214 | Worksurface, w/Overhead Cab, Wall Mtd, 60" W | 2 | VV | THIS TYPICAL INCLUDES: 3 Vertical Hanging Strips 2 Lockable Flipper Units 2 Shelves, Storage/Display 2 Lights 1 Cantilevered Work Surface
F0300 | Chair, Task, Swivel, With Arms | 2 | VV | Task chair, approximately 34" H X 26" W X 22" D with adjustable arms and a five caster adjustable swivel base. Seat and back are foam padded and upholstered in woven fabric or vinyl.
F2010 | Basket, Wastepaper, Step-On | 1 | VV | "Step-on" wastepaper basket with inner liner and foot petal activated flip top.
F3200 | Clock, Battery, 12" Diameter | 1 | VV | Clock, 12" diameter. Round surface, easy to read numbers with sweep second hand. Wall mounted unit for use when impractical to install a fully synchronized clock system. Battery operated, (batteries not included).
M1801 | Computer, Microprocessing, w/Flat Panel Monitor | 2 | VV | Desk top microprocessing computer. The unit shall consist of a central processing mini tower, flat panel monitor, keyboard, mouse and speakers. The system shall have the following minimum characteristics: a 2.8 GHz Pentium processor; 512 MB memory; 80GB hard drive; 32/48x CD-ROMDVD combo; 1.44MB network interface card; video 32 MB NVIDIA; a 18 inch flat panel monitor. The computer is used throughout the facility to input, manipulate and retrieve information.
M1825 | Printer, Computer | 1 | VV | High resolution computer printer with a variety of type styles and sheet/envelope feeder trays. Database information reflects network ready, medium duty office style laser printers. Other types of printers (bubble jet, dot matrix, line or plotter) as well as light or heavy use capabilities are available.
7 - SS203 - OPT Social Worker Office, Stff Sprt | 7 - SS203 - OPT Social Worker Office, Stff Sprt | 7 - SS203 - OPT Social Worker Office, Stff Sprt | 7 - SS203 - OPT Social Worker Office, Stff Sprt | 7 - SS203 - OPT Social Worker Office, Stff Sprt
JSN | NAME | QTY | ACQ/INS | DESCRIPTION
A1010 | Telecommunication Outlet | 2 | VV | Telecommunication outlet location.
A1015 | Telephone, Desk, Multiple Line | 1 | VV | Telephone, desk, multiple line.
A5145 | Hook, Garment, Double, SS, Surface Mounted | 2 | CC | A surface mounted, satin finish stainless steel, double garment hook. Equipped with a concealed mounting bracket that is secured to a concealed wall plate. For general purpose use throughout the facility to hang various items of apparel.
E0078 | Workstation, L-Shaped w/Peninsula, Free Std, 78x72 | 1 | VV | This section will provide a whole work station typical to quickly plan work areas in clinical or administrative spaces. There will be a price decrease if typical work stations are used with vertical hanging strips instead of panels. THIS TYPICAL INCLUDES: 4 standard solid panels; 2 panel connectors, 2-way corner; 1 panel-to-panel connector; 2 finished end hardware; 1 cantilevered work surface; 1 peninsula work surface; 2 lockable flipper units; 2 shelf, storage/display; 2 lights; 1 tack board, 48"W; 1 tool rail, 30"W; 1 paper tray; 1 diagonal tray; 1 adjustable keyboard tray; 1 mobile pedestal, box/file.
F0110 | Bookcase, 3 Shelf | 1 | VV | Freestanding open metal shelf book case, approximately 60" high X 36" wide X 18" deep with three (3) adjustable shelves and four (4) non-marking floor glides.
F0205 | Chair, Side With Arms | 2 | VV | Upholstered side chair, 32" high X 21" wide X 23" deep with arms, padded seats and padded backs. Seat height is a minimum of 17". Available with or without sled base.
F0275 | Chair, Swivel, High Back | 1 | VV | Highback contemporary swivel chair, 41" high X 23" wide X 23" deep with five (5) caster swivel base and arms. Chair may be used at desks or in conference rooms. Back and seat are foam padded and upholstered with either woven textile fabric or vinyl.
F0420 | Cabinet, Filing, Lateral, Half Height | 1 | VV | Half height two (2) or three (3) drawer lateral filing cabinet, 28" high X 42" wide X 18" deep with recessed handles, locking device and drawer label holders. Drawers are adaptable to either letter or legal size materials.
F2000 | Basket, Wastepaper, Fire Resistant | 1 | VV | Wastepaper basket, fire resistant, approximately 40 quart capacity. This unit is used to collect and temporarily store small quantities of paper refuse in patient rooms, administrative areas and nursing stations. Size and shape varies depending on the application and manufacturer selected.
F3200 | Clock, Battery, 12" Diameter | 1 | VV | Clock, 12" diameter. Round surface, easy to read numbers with sweep second hand. Wall mounted unit for use when impractical to install a fully synchronized clock system. Battery operated, (batteries not included).
M1801 | Computer, Microprocessing, w/Flat Panel Monitor | 1 | VV | Desk top microprocessing computer. The unit shall consist of a central processing mini tower, flat panel monitor, keyboard, mouse and speakers. The system shall have the following minimum characteristics: a 2.8 GHz Pentium processor; 512 MB memory; 80GB hard drive; 32/48x CD-ROMDVD combo; 1.44MB network interface card; video 32 MB NVIDIA; a 18 inch flat panel monitor. The computer is used throughout the facility to input, manipulate and retrieve information.
8 - SS218 - OPT Low Vision Provider Workstation, Stff Sprt | 8 - SS218 - OPT Low Vision Provider Workstation, Stff Sprt | 8 - SS218 - OPT Low Vision Provider Workstation, Stff Sprt | 8 - SS218 - OPT Low Vision Provider Workstation, Stff Sprt | 8 - SS218 - OPT Low Vision Provider Workstation, Stff Sprt
JSN | NAME | QTY | ACQ/INS | DESCRIPTION
A1010 | Telecommunication Outlet | 2 | VV | Telecommunication outlet location.
A1015 | Telephone, Desk, Multiple Line | 1 | VV | Telephone, desk, multiple line.
E0123 | Workstation, Straight, Free Standing, 72" W | 1 | VV | This JSN will provide a whole work station typical to quickly plan work in areas in clinical or administrative spaces. There will be a price decrease if typical work stations are used with vertical hanging strips instead of panels. THIS TYPICAL INCLUDES: 4 Standard Solid Panels 2 Panel Connectors, 2-Way Corner 1 Panel-to-Panel Connector 2 Finished End Hardware 1 Cantilevered, Work Surface 2 Lockable Flipper Units 2 Shelf, Storage/Displays 2 Lights 1 Tack board 1 Tool Rail 1 Paper Tray 1 Diagonal Tray 1 Adjustable Keyboard Tray 1 Mobile Pedestal, Box/File
F0275 | Chair, Swivel, High Back | 1 | VV | Highback contemporary swivel chair, 41" high X 23" wide X 23" deep with five (5) caster swivel base and arms. Chair may be used at desks or in conference rooms. Back and seat are foam padded and upholstered with either woven textile fabric or vinyl.
F0420 | Cabinet, Filing, Lateral, Half Height | 1 | VV | Half height two (2) or three (3) drawer lateral filing cabinet, 28" high X 42" wide X 18" deep with recessed handles, locking device and drawer label holders. Drawers are adaptable to either letter or legal size materials.
F2000 | Basket, Wastepaper, Fire Resistant | 1 | VV | Wastepaper basket, fire resistant, approximately 40 quart capacity. This unit is used to collect and temporarily store small quantities of paper refuse in patient rooms, administrative areas and nursing stations. Size and shape varies depending on the application and manufacturer selected.
M1801 | Computer, Microprocessing, w/Flat Panel Monitor | 1 | VV | Desk top microprocessing computer. The unit shall consist of a central processing mini tower, flat panel monitor, keyboard, mouse and speakers. The system shall have the following minimum characteristics: a 2.8 GHz Pentium processor; 512 MB memory; 80GB hard drive; 32/48x CD-ROMDVD combo; 1.44MB network interface card; video 32 MB NVIDIA; a 18 inch flat panel monitor. The computer is used throughout the facility to input, manipulate and retrieve information.
9 - SS204 - OPT Clinic Manager Office, Stff Sprt | 9 - SS204 - OPT Clinic Manager Office, Stff Sprt | 9 - SS204 - OPT Clinic Manager Office, Stff Sprt | 9 - SS204 - OPT Clinic Manager Office, Stff Sprt | 9 - SS204 - OPT Clinic Manager Office, Stff Sprt
JSN | NAME | QTY | ACQ/INS | DESCRIPTION
A1010 | Telecommunication Outlet | 2 | VV | Telecommunication outlet location.
A1015 | Telephone, Desk, Multiple Line | 1 | VV | Telephone, desk, multiple line.
A5145 | Hook, Garment, Double, SS, Surface Mounted | 1 | CC | A surface mounted, satin finish stainless steel, double garment hook. Equipped with a concealed mounting bracket that is secured to a concealed wall plate. For general purpose use throughout the facility to hang various items of apparel.
E0078 | Workstation, L-Shaped w/Peninsula, Free Std, 78x72 | 1 | VV | This section will provide a whole work station typical to quickly plan work areas in clinical or administrative spaces. There will be a price decrease if typical work stations are used with vertical hanging strips instead of panels. THIS TYPICAL INCLUDES: 4 standard solid panels; 2 panel connectors, 2-way corner; 1 panel-to-panel connector; 2 finished end hardware; 1 cantilevered work surface; 1 peninsula work surface; 2 lockable flipper units; 2 shelf, storage/display; 2 lights; 1 tack board, 48"W; 1 tool rail, 30"W; 1 paper tray; 1 diagonal tray; 1 adjustable keyboard tray; 1 mobile pedestal, box/file.
F0110 | Bookcase, 3 Shelf | 1 | VV | Freestanding open metal shelf book case, approximately 60" high X 36" wide X 18" deep with three (3) adjustable shelves and four (4) non-marking floor glides.
F0205 | Chair, Side With Arms | 2 | VV | Upholstered side chair, 32" high X 21" wide X 23" deep with arms, padded seats and padded backs. Seat height is a minimum of 17". Available with or without sled base.
F0275 | Chair, Swivel, High Back | 1 | VV | Highback contemporary swivel chair, 41" high X 23" wide X 23" deep with five (5) caster swivel base and arms. Chair may be used at desks or in conference rooms. Back and seat are foam padded and upholstered with either woven textile fabric or vinyl.
F0420 | Cabinet, Filing, Lateral, Half Height | 1 | VV | Half height two (2) or three (3) drawer lateral filing cabinet, 28" high X 42" wide X 18" deep with recessed handles, locking device and drawer label holders. Drawers are adaptable to either letter or legal size materials.
F2000 | Basket, Wastepaper, Fire Resistant | 1 | VV | Wastepaper basket, fire resistant, approximately 40 quart capacity. This unit is used to collect and temporarily store small quantities of paper refuse in patient rooms, administrative areas and nursing stations. Size and shape varies depending on the application and manufacturer selected.
F3200 | Clock, Battery, 12" Diameter | 1 | VV | Clock, 12" diameter. Round surface, easy to read numbers with sweep second hand. Wall mounted unit for use when impractical to install a fully synchronized clock system. Battery operated, (batteries not included).
M1801 | Computer, Microprocessing, w/Flat Panel Monitor | 1 | VV | Desk top microprocessing computer. The unit shall consist of a central processing mini tower, flat panel monitor, keyboard, mouse and speakers. The system shall have the following minimum characteristics: a 2.8 GHz Pentium processor; 512 MB memory; 80GB hard drive; 32/48x CD-ROMDVD combo; 1.44MB network interface card; video 32 MB NVIDIA; a 18 inch flat panel monitor. The computer is used throughout the facility to input, manipulate and retrieve information.
10 - SS218 - OPT Administration Support Workstation, Stff Sprt | 10 - SS218 - OPT Administration Support Workstation, Stff Sprt | 10 - SS218 - OPT Administration Support Workstation, Stff Sprt | 10 - SS218 - OPT Administration Support Workstation, Stff Sprt | 10 - SS218 - OPT Administration Support Workstation, Stff Sprt
JSN | NAME | QTY | ACQ/INS | DESCRIPTION
A1010 | Telecommunication Outlet | 2 | VV | Telecommunication outlet location.
A1015 | Telephone, Desk, Multiple Line | 1 | VV | Telephone, desk, multiple line.
E0123 | Workstation, Straight, Free Standing, 72" W | 1 | VV | This JSN will provide a whole work station typical to quickly plan work in areas in clinical or administrative spaces. There will be a price decrease if typical work stations are used with vertical hanging strips instead of panels. THIS TYPICAL INCLUDES: 4 Standard Solid Panels 2 Panel Connectors, 2-Way Corner 1 Panel-to-Panel Connector 2 Finished End Hardware 1 Cantilevered, Work Surface 2 Lockable Flipper Units 2 Shelf, Storage/Displays 2 Lights 1 Tack board 1 Tool Rail 1 Paper Tray 1 Diagonal Tray 1 Adjustable Keyboard Tray 1 Mobile Pedestal, Box/File
F0275 | Chair, Swivel, High Back | 1 | VV | Highback contemporary swivel chair, 41" high X 23" wide X 23" deep with five (5) caster swivel base and arms. Chair may be used at desks or in conference rooms. Back and seat are foam padded and upholstered with either woven textile fabric or vinyl.
F0420 | Cabinet, Filing, Lateral, Half Height | 1 | VV | Half height two (2) or three (3) drawer lateral filing cabinet, 28" high X 42" wide X 18" deep with recessed handles, locking device and drawer label holders. Drawers are adaptable to either letter or legal size materials.
F2000 | Basket, Wastepaper, Fire Resistant | 1 | VV | Wastepaper basket, fire resistant, approximately 40 quart capacity. This unit is used to collect and temporarily store small quantities of paper refuse in patient rooms, administrative areas and nursing stations. Size and shape varies depending on the application and manufacturer selected.
M1801 | Computer, Microprocessing, w/Flat Panel Monitor | 1 | VV | Desk top microprocessing computer. The unit shall consist of a central processing mini tower, flat panel monitor, keyboard, mouse and speakers. The system shall have the following minimum characteristics: a 2.8 GHz Pentium processor; 512 MB memory; 80GB hard drive; 32/48x CD-ROMDVD combo; 1.44MB network interface card; video 32 MB NVIDIA; a 18 inch flat panel monitor. The computer is used throughout the facility to input, manipulate and retrieve information.
11 - CEY89 - OPT Support Equipment Room, Eye Clnc | 11 - CEY89 - OPT Support Equipment Room, Eye Clnc | 11 - CEY89 - OPT Support Equipment Room, Eye Clnc | 11 - CEY89 - OPT Support Equipment Room, Eye Clnc | 11 - CEY89 - OPT Support Equipment Room, Eye Clnc
JSN | NAME | QTY | ACQ/INS | DESCRIPTION
A1010 | Telecommunication Outlet | 1 | VV | Telecommunication outlet location.
A1014 | Telephone, Wall Mounted, 1 Line, With Speaker | 1 | VV | Telephone, wall mounted, 1 line, with speaker.
M2055 | Shelving, Storage, Wire, CRS, w/Adjustable Shelves | 4 | VV | Stationary, wire, shelving unit. Unit has fully adjustable shelves constructed of stainless steel. For use in general purpose storage areas. Shelving is provided in various sizes and configurations. Price provided is for a unit approximately 74"H x 18"D x 48"W with four shelves.
12 - SS272 - OPT Copy / Supply Room, Stff Sprt | 12 - SS272 - OPT Copy / Supply Room, Stff Sprt | 12 - SS272 - OPT Copy / Supply Room, Stff Sprt | 12 - SS272 - OPT Copy / Supply Room, Stff Sprt | 12 - SS272 - OPT Copy / Supply Room, Stff Sprt
JSN | NAME | QTY | ACQ/INS | DESCRIPTION
A1010 | Telecommunication Outlet | 2 | VV | Telecommunication outlet location.
A1012 | Telephone, Wall Mounted, 1 Line | 1 | VV | Telephone, wall mounted, 1 line.
F0465 | Cabinet, Storage, 2 Door, 5 Shelf | 1 | VV | Storage cabinet, 78" high X 48" wide X 24" deep with two (2) doors and five (5) adjustable shelves.
F0775 | Table, Work, 2 Drawer | 1 | VV | Work table approximately 32" high X 72" wide X 30" deep with two drawers and a hard wood top.
F2000 | Basket, Wastepaper, Fire Resistant | 1 | VV | Wastepaper basket, fire resistant, approximately 40 quart capacity. This unit is used to collect and temporarily store small quantities of paper refuse in patient rooms, administrative areas and nursing stations. Size and shape varies depending on the application and manufacturer selected.
F2550 | Shredder, Paper Heavy Duty | 1 | VV | Shredder shall be able to process a minimum of 25 sheets of paper per pass at a minimum rate of 20 feet per minute. The unit shall have a 16 inch throat to accept paper. Paper shall be shredded into 1/4 inch strips.
M1810 | Copier, Floor Standing, Digital | 1 | VV | Floor standing copier. Unit features automatic paper size selection, automatic document feeder and sorter. The system also has zoom capabilities and automatic two-sided copying. For use where medium volume reproduction is required in the range of 30 to 40 copies per minute.
M1835 | Printer, Color Laser, Large | 1 | VV | Color laser printer designed for high volume use and network capable. The printer shall be capable of printing a minimum of 25 pages per minute (ppm) of black print and 20 ppm color print. Resolution shall be no less than 600 X 600 dpi. It shall be capable of printing on multiple media types (plain, inkjet, photo paper and transparencies) and be capable of accepting media sizes of 3 X 5 to 8.5 X 14 inches. The printer is used in multi-user network offices.
13 - SS101 - OPT Staff Conference Room, Educ Svc | 13 - SS101 - OPT Staff Conference Room, Educ Svc | 13 - SS101 - OPT Staff Conference Room, Educ Svc | 13 - SS101 - OPT Staff Conference Room, Educ Svc | 13 - SS101 - OPT Staff Conference Room, Educ Svc
JSN | NAME | QTY | ACQ/INS | DESCRIPTION
A1010 | Telecommunication Outlet | 1 | VV | Telecommunication outlet location.
A5212 | Bracket, Television, Wall-Mounted, Tilt/Angle | 1 | VV | A wall mounted, tilt/angled TV bracket for 37" to 80" TVs. Mount will be a universal and VESA compliant unit with a load capacity of up to 130 lbs.
A5220 | Bracket, Television, Wall Backing | 1 | CC | Wall mounted television bracket backing which provides additional support and strength for the installation of the television bracket. Option available for interior or exterior plate and sized for 12” 16” or 24” stud spacing.
A6046 | Artwork, Decorative, With Frame | 1 | VV | This JSN is to be used for determining and defining location of decorative artwork.
F0220 | Chair, Conference | 10 | VV | Conference chair designed to complement the executive furniture package selected. Foam rubber cushioned seats and backs covered with either woven fabric or vinyl. Base with 5 (five) swivel casters.
F0765 | Table, Folding / Nesting | 2 | VV | Folding table intended for a variety of uses. Designed with a flip top that allows tables to store nested to minimize needed storage space. Available in multiple laminate finish colors/patterns, bases, surface shapes (description and pricing based on a rectangle shape) and edge finish, . Available with leveling glides or casters (2 locking, 2 non-locking).
F2000 | Basket, Wastepaper, Fire Resistant | 1 | VV | Wastepaper basket, fire resistant, approximately 40 quart capacity. This unit is used to collect and temporarily store small quantities of paper refuse in patient rooms, administrative areas and nursing stations. Size and shape varies depending on the application and manufacturer selected.
F3200 | Clock, Battery, 12" Diameter | 1 | VV | Clock, 12" diameter. Round surface, easy to read numbers with sweep second hand. Wall mounted unit for use when impractical to install a fully synchronized clock system. Battery operated, (batteries not included).
M0512 | Television, HDTV, Large Screen, 60" | 1 | VV | A high definition (HDTV) multimedia, slim design, 60"W to 65"W color television. The TV will have a 16.9 wide screen aspect ratio with full HD 1080p resolution and HDMI connections. TV may be LED, Plasma or LCD. TV will include a stand.
14 - SS262 - OPT Staff Breakroom, Stff Sprt | 14 - SS262 - OPT Staff Breakroom, Stff Sprt | 14 - SS262 - OPT Staff Breakroom, Stff Sprt | 14 - SS262 - OPT Staff Breakroom, Stff Sprt | 14 - SS262 - OPT Staff Breakroom, Stff Sprt
JSN | NAME | QTY | ACQ/INS | DESCRIPTION
A1010 | Telecommunication Outlet | 1 | VV | Telecommunication outlet location.
A1012 | Telephone, Wall Mounted, 1 Line | 1 | VV | Telephone, wall mounted, 1 line.
A1080 | Mirror, Posture, Wall Mounted | 1 | CC | Wall mounted posture mirror. Consists of a 1/4" plate glass in a sturdy corrosion resistant frame with water proof back. For educational and therapy programs.
A5075 | Dispenser, Soap, Disposable | 1 | VV | Disposable soap dispenser. One-handed dispensing operation. Designed to accommodate disposable soap cartridge and valve.
A5080 | Dispenser, Paper Towel, SS, Surface Mounted | 1 | CC | A surface mounted, satin finish stainless steel, single-fold, paper towel dispenser. Dispenser features: tumbler lock; front hinged at bottom; and refill indicator slot. Minimum capacity 400 single-fold paper towels. For general purpose use throughout the facility.
A5145 | Hook, Garment, Double, SS, Surface Mounted | 1 | CC | A surface mounted, satin finish stainless steel, double garment hook. Equipped with a concealed mounting bracket that is secured to a concealed wall plate. For general purpose use throughout the facility to hang various items of apparel.
A5210 | Bracket, Television, Wall Mounted, w/Adjust Arm | 1 | VV | Wall mounted television bracket with adjustable arm. Consists of movable arm with minimum 120 degree swivel. Designed for holding wall mounted, flat panel television units in patient rooms.
A5220 | Bracket, Television, Wall Backing | 1 | CC | Wall mounted television bracket backing which provides additional support and strength for the installation of the television bracket. Option available for interior or exterior plate and sized for 12” 16” or 24” stud spacing.
C02C0 | Cabinet, U/C/B, 1 Shelf, 1 Drawer, 1 DO, 36x24x22 | 1 | CC | Standing height under counter base cabinet with an adjustable shelf and a full width drawer above a solid right or left-hinged door (appropriate door hinge configuration to be indicated on equipment elevation drawings). Also referred to as a combination cabinet or a drawer and cupboard cabinet. For general purpose use throughout the facility.
C02D0 | Cabinet, U/C/B, 4 Drawer, 36x24x22 | 1 | CC | Standing height under counter base cabinet with four full width drawers of equal height. Also referred to as a drawer cabinet. For general purpose use throughout the facility.
C04P0 | Cabinet, Sink, U/C/B, 2 Door, 36x36x22 | 1 | CC | Standing height under counter base sink cabinet with solid hinged doors. Also referred to as a double-door sink cabinet. For general purpose use throughout the facility where a sink is to be used. Coordinate actual clear cabinet dimension with the actual outside dimension of sink that is specified to ensure that they are compatible.
CB020 | Cabinet, W/H, 2 Shelf, 1 DO, Sloping Top, 38x24x13 | 2 | CC | Wall hung cabinet with two adjustable shelves, solid right or left-hinged door (appropriate door hinge configuration to be indicated on equipment elevation drawings), and sloping top. Also referred to as a solid hinged single door case. For general purpose use throughout the facility.
CS010 | Sink, SS, Single Compartment, 7.5x12x12 ID | 1 | CC | Single compartment stainless steel sink, drop-in, self-rimming, ledge-type, connected with a drain and provided with a mixing faucet. It shall also be provided with pre-punched fixture holes on 4" center, integral back ledge to accommodate deck-mounted fixtures, brushed/polished interior and top surfaces, and sound deadened. Recommended for use in suspended or U/C/B sink cabinets having a high plastic laminate or Chemsurf laminate countertop/work surface. For general purpose use throughout the facility.
CT020 | Countertop, Solid Surface | 7 | CC | A solid, nonporous countertop with a smooth seamless appearance. Easy to clean and maintain and with proper cleaning does not support the growth of mold. An acrylic-based solid surface product. Standard thickness of 1", and a 4" butt backsplash/curb. Also referred to as a work surface or work top. Available in a choice of colors and depths. Used in lab and other hospital areas requiring optimum physical and chemical resisting properties.
F0225 | Chair, Dining Room | 4 | VV | Dining room chair with glides. Chair has straight legs with cushioned cloth or vinyl seat.
F0795 | Table, Dining | 1 | VV | Dining table. Round 42" diameter or square 42" X 42". Used in dining facilities and can comfortably seat up to four (4) persons.
F2015 | Basket, Wastepaper, Metal/Plastic,2 Swinging Doors | 1 | VV | Metal receptacle for soiled / used towels or waste. Equipped with a removable tapered top with two independently operating self-closing, spring hinged doors. Used in public facilities for the collection and temporary storage of refuse.
F3065 | Whiteboard/Bulletin Board, Combination | 1 | VV | A combination whiteboard and bulletin board, half LCS and half cork. Available with either aluminum or wood frame. It can be used in patient rooms or in any appropriate space in the facility.
F3200 | Clock, Battery, 12" Diameter | 1 | VV | Clock, 12" diameter. Round surface, easy to read numbers with sweep second hand. Wall mounted unit for use when impractical to install a fully synchronized clock system. Battery operated, (batteries not included).
K1552 | Brewer, Coffee, Auto, Elect, 3 Burner, Front/Back | 1 | VV | Space saving front to back automatic coffee maker. This unit includes a heating tank, connection for a cold water supply, decanter service with three burners, funnel and a water flow controller. The unit is used for semi-automatic coffee brewing in cafeterias and commercial institutions. The unit automatically shuts off the water flow when enough has passed through to fill the pot. The unit is normally provided plumbed with a hot water faucet to the side for making other hot drinks (tea, cider, cocoa, etc.). The database height dimension does not include the clearance for coffee decanters warming on the upper burners.
K4665 | Oven, Microwave, Consumer | 1 | VV | Counter mounted microwave oven for average duty use. The exterior cabinet can be metal or heavy duty impact resistant plastic. The oven delivers instant energy for rapid heating, defrosting or prime cooking. The oven has touch pad controls, digital timer, power level selector and preprogrammed selectors for commonly cooked items. This oven is commonly found in staff lounges.
M0515 | Television, HD, 40" Class | 1 | VV | High definition (HDTV) multimedia flat panel LED 40" class display television. The TV will have a 16:9 wide screen aspect ratio, minimum of 1920 x 1080 display resolution, digital tuner, minimum refresh rate of 60Hz, minimum of two HDMI ports and 1 USB port ENERGY STAR certified.
R7250 | Refrigerator/Freezer, 20 Cubic Feet | 1 | VV | Refrigerator/freezer unit. This type unit includes a food saver system that helps keep food fresher. It also includes roll out wheels and is equipped for an optional automatic icemaker. This unit is of commercial or residential design and use.
15 - SS251 - OPT Staff Personal Property Locker Room, Stff Sprt | 15 - SS251 - OPT Staff Personal Property Locker Room, Stff Sprt | 15 - SS251 - OPT Staff Personal Property Locker Room, Stff Sprt | 15 - SS251 - OPT Staff Personal Property Locker Room, Stff Sprt | 15 - SS251 - OPT Staff Personal Property Locker Room, Stff Sprt
JSN | NAME | QTY | ACQ/INS | DESCRIPTION
A1030 | Locker, 2 Person, Over/Under | 12 | VV | Two person locker, double tier, 72Hx12Wx18D. This unit includes hooks for coats and hats. Door equipped with safety guard handles. Designed for storage of coats, hats, and other personal belongings. Other width and depths are available.
A1080 | Mirror, Posture, Wall Mounted | 1 | CC | Wall mounted posture mirror. Consists of a 1/4" plate glass in a sturdy corrosion resistant frame with water proof back. For educational and therapy programs.
16 - SB191 - OPT Staff Toilet, Bldg Sprt | 16 - SB191 - OPT Staff Toilet, Bldg Sprt | 16 - SB191 - OPT Staff Toilet, Bldg Sprt | 16 - SB191 - OPT Staff Toilet, Bldg Sprt | 16 - SB191 - OPT Staff Toilet, Bldg Sprt
JSN | NAME | QTY | ACQ/INS | DESCRIPTION
A1067 | Mirror, Float Glass, ADA Accessible | 1 | CC | A high quality 1/4" polished float glass mirror with a stainless steel frame. Frame holds mirror in a tilted position for accessibility and compliance with ADA requirements. Mirror has a galvanized steel back secured to frame with concealed screws with integral horizontal hanging brackets. Mirror shall be approximately 18" wide and 36" high. Other sizes are available.
A4995 | Table, Diaper Changing, Wall Mounted | 1 | CC | Wall mounted diaper changing table for use in public restrooms. Unit is a fold down system that folds upward when not in use for minimal intrusion into the room. Changing surface is contoured and has safety belt to insure that an infant will not fall from the table. Table is designed to hold no less than 250 pounds static weight. Closed dimensions are approximately 21" H x 36" W x 5" D. Open dimensions vary according to style. One system's open dimensions are 15 " high, 32" wide and 19" deep.
A5075 | Dispenser, Soap, Disposable | 1 | VV | Disposable soap dispenser. One-handed dispensing operation. Designed to accommodate disposable soap cartridge and valve.
A5082 | Dispenser, Paper Towel, Sensor, Hands Free | 1 | CC | A surface mounted, sensor activated, automatic, roll paper towel dispenser. The unit dispenses a paper towel automatically only when hands are place in position below the dispenser for maximum sanitation and hygiene. May include adjustable settings for sheet length, time delay, and sensor range. Unit is battery operated or with optional AC power adapter.
A5090 | Disposal, Sanitary Napkin, SS, Surface Mounted | 1 | CC | A surface mounted, satin finish stainless steel, sanitary napkin disposal. Disposal features a flip-up cover, secured to the container by a heavy duty stainless steel piano-hinge. Disposal may be secured to wall or toilet partition. For general purpose use in female toilet stalls or rooms and uni-sex toilet rooms.
A5109 | Grab Bar, 1-1/4" Dia., SS, 2 Wall, W/C Accessible | 1 | CC | A 1-1/4" diameter, satin finish stainless steel, peened gripping surface, 2 wall toilet stall/ room, grab bar with concealed mounting flanges. Snap over flanges are provided to conceal mounting screws. A selection of mounting kits and concealed anchor devices are available from the manufacturers for different types of installations. Grab bar shall comply with barrier-free accessibility guidelines for structural strength. For typical water closet applications in toilet stalls and rooms where ADA (American's With Disabilities Act) requirements must be met.
A5145 | Hook, Garment, Double, SS, Surface Mounted | 1 | CC | A surface mounted, satin finish stainless steel, double garment hook. Equipped with a concealed mounting bracket that is secured to a concealed wall plate. For general purpose use throughout the facility to hang various items of apparel.
A5200 | Dispenser, Toilet Tissue, SS, 2-Roll, Surface Mntd | 1 | CC | A concealed surface mounted, double roll, satin finish stainless steel, toilet tissue dispenser. Unit accommodates two standard-core toilet tissue rolls through 5" in diameter. Spindles are chrome plated plastic with a heavy-duty internal spring and turn freely for non-controlled delivery. For general purpose use in restrooms.
F2010 | Basket, Wastepaper, Step-On | 1 | VV | "Step-on" wastepaper basket with inner liner and foot petal activated flip top.
P3200 | Lavatory, Vitreous China, Slab Type w/Sens Op Fauc | 1 | CC | Wall mounted, slab type, vitreous china, lavatory (approximately 7 x 15 x 10 inches) with faucet holes on 4 inch centers; electronic sensor operated, goose neck spout and grid strainer. It shall be suitable for use in clinics, offices and patient care areas.
P9050 | Toilet, Wall Hung, Siphon Jet | 1 | CC | Siphon jet water closet/ toilet. This unit is wall hung with an elongated bowl, top spud flushometer, seat with open front and check hinge, and carrier. Used in restrooms throughout the health care facility.
10 - OPTOMETRY SERVICE EDUCATION AREA | 10 - OPTOMETRY SERVICE EDUCATION AREA | 10 - OPTOMETRY SERVICE EDUCATION AREA | 10 - OPTOMETRY SERVICE EDUCATION AREA | 10 - OPTOMETRY SERVICE EDUCATION AREA
1 - SS204 - OPT Residency Director / Coordinator Office, Stff Sprt | 1 - SS204 - OPT Residency Director / Coordinator Office, Stff Sprt | 1 - SS204 - OPT Residency Director / Coordinator Office, Stff Sprt | 1 - SS204 - OPT Residency Director / Coordinator Office, Stff Sprt | 1 - SS204 - OPT Residency Director / Coordinator Office, Stff Sprt
JSN | NAME | QTY | ACQ/INS | DESCRIPTION
A1010 | Telecommunication Outlet | 2 | VV | Telecommunication outlet location.
A1015 | Telephone, Desk, Multiple Line | 1 | VV | Telephone, desk, multiple line.
A5145 | Hook, Garment, Double, SS, Surface Mounted | 1 | CC | A surface mounted, satin finish stainless steel, double garment hook. Equipped with a concealed mounting bracket that is secured to a concealed wall plate. For general purpose use throughout the facility to hang various items of apparel.
E0078 | Workstation, L-Shaped w/Peninsula, Free Std, 78x72 | 1 | VV | This section will provide a whole work station typical to quickly plan work areas in clinical or administrative spaces. There will be a price decrease if typical work stations are used with vertical hanging strips instead of panels. THIS TYPICAL INCLUDES: 4 standard solid panels; 2 panel connectors, 2-way corner; 1 panel-to-panel connector; 2 finished end hardware; 1 cantilevered work surface; 1 peninsula work surface; 2 lockable flipper units; 2 shelf, storage/display; 2 lights; 1 tack board, 48"W; 1 tool rail, 30"W; 1 paper tray; 1 diagonal tray; 1 adjustable keyboard tray; 1 mobile pedestal, box/file.
F0110 | Bookcase, 3 Shelf | 1 | VV | Freestanding open metal shelf book case, approximately 60" high X 36" wide X 18" deep with three (3) adjustable shelves and four (4) non-marking floor glides.
F0205 | Chair, Side With Arms | 2 | VV | Upholstered side chair, 32" high X 21" wide X 23" deep with arms, padded seats and padded backs. Seat height is a minimum of 17". Available with or without sled base.
F0275 | Chair, Swivel, High Back | 1 | VV | Highback contemporary swivel chair, 41" high X 23" wide X 23" deep with five (5) caster swivel base and arms. Chair may be used at desks or in conference rooms. Back and seat are foam padded and upholstered with either woven textile fabric or vinyl.
F0420 | Cabinet, Filing, Lateral, Half Height | 1 | VV | Half height two (2) or three (3) drawer lateral filing cabinet, 28" high X 42" wide X 18" deep with recessed handles, locking device and drawer label holders. Drawers are adaptable to either letter or legal size materials.
F2000 | Basket, Wastepaper, Fire Resistant | 1 | VV | Wastepaper basket, fire resistant, approximately 40 quart capacity. This unit is used to collect and temporarily store small quantities of paper refuse in patient rooms, administrative areas and nursing stations. Size and shape varies depending on the application and manufacturer selected.
F3200 | Clock, Battery, 12" Diameter | 1 | VV | Clock, 12" diameter. Round surface, easy to read numbers with sweep second hand. Wall mounted unit for use when impractical to install a fully synchronized clock system. Battery operated, (batteries not included).
M1801 | Computer, Microprocessing, w/Flat Panel Monitor | 1 | VV | Desk top microprocessing computer. The unit shall consist of a central processing mini tower, flat panel monitor, keyboard, mouse and speakers. The system shall have the following minimum characteristics: a 2.8 GHz Pentium processor; 512 MB memory; 80GB hard drive; 32/48x CD-ROMDVD combo; 1.44MB network interface card; video 32 MB NVIDIA; a 18 inch flat panel monitor. The computer is used throughout the facility to input, manipulate and retrieve information.
2 - SS204 - OPT Externship Director / Coordinator Office, Stff Sprt | 2 - SS204 - OPT Externship Director / Coordinator Office, Stff Sprt | 2 - SS204 - OPT Externship Director / Coordinator Office, Stff Sprt | 2 - SS204 - OPT Externship Director / Coordinator Office, Stff Sprt | 2 - SS204 - OPT Externship Director / Coordinator Office, Stff Sprt
JSN | NAME | QTY | ACQ/INS | DESCRIPTION
A1010 | Telecommunication Outlet | 2 | VV | Telecommunication outlet location.
A1015 | Telephone, Desk, Multiple Line | 1 | VV | Telephone, desk, multiple line.
A5145 | Hook, Garment, Double, SS, Surface Mounted | 1 | CC | A surface mounted, satin finish stainless steel, double garment hook. Equipped with a concealed mounting bracket that is secured to a concealed wall plate. For general purpose use throughout the facility to hang various items of apparel.
E0078 | Workstation, L-Shaped w/Peninsula, Free Std, 78x72 | 1 | VV | This section will provide a whole work station typical to quickly plan work areas in clinical or administrative spaces. There will be a price decrease if typical work stations are used with vertical hanging strips instead of panels. THIS TYPICAL INCLUDES: 4 standard solid panels; 2 panel connectors, 2-way corner; 1 panel-to-panel connector; 2 finished end hardware; 1 cantilevered work surface; 1 peninsula work surface; 2 lockable flipper units; 2 shelf, storage/display; 2 lights; 1 tack board, 48"W; 1 tool rail, 30"W; 1 paper tray; 1 diagonal tray; 1 adjustable keyboard tray; 1 mobile pedestal, box/file.
F0110 | Bookcase, 3 Shelf | 1 | VV | Freestanding open metal shelf book case, approximately 60" high X 36" wide X 18" deep with three (3) adjustable shelves and four (4) non-marking floor glides.
F0205 | Chair, Side With Arms | 2 | VV | Upholstered side chair, 32" high X 21" wide X 23" deep with arms, padded seats and padded backs. Seat height is a minimum of 17". Available with or without sled base.
F0275 | Chair, Swivel, High Back | 1 | VV | Highback contemporary swivel chair, 41" high X 23" wide X 23" deep with five (5) caster swivel base and arms. Chair may be used at desks or in conference rooms. Back and seat are foam padded and upholstered with either woven textile fabric or vinyl.
F0420 | Cabinet, Filing, Lateral, Half Height | 1 | VV | Half height two (2) or three (3) drawer lateral filing cabinet, 28" high X 42" wide X 18" deep with recessed handles, locking device and drawer label holders. Drawers are adaptable to either letter or legal size materials.
F2000 | Basket, Wastepaper, Fire Resistant | 1 | VV | Wastepaper basket, fire resistant, approximately 40 quart capacity. This unit is used to collect and temporarily store small quantities of paper refuse in patient rooms, administrative areas and nursing stations. Size and shape varies depending on the application and manufacturer selected.
F3200 | Clock, Battery, 12" Diameter | 1 | VV | Clock, 12" diameter. Round surface, easy to read numbers with sweep second hand. Wall mounted unit for use when impractical to install a fully synchronized clock system. Battery operated, (batteries not included).
M1801 | Computer, Microprocessing, w/Flat Panel Monitor | 1 | VV | Desk top microprocessing computer. The unit shall consist of a central processing mini tower, flat panel monitor, keyboard, mouse and speakers. The system shall have the following minimum characteristics: a 2.8 GHz Pentium processor; 512 MB memory; 80GB hard drive; 32/48x CD-ROMDVD combo; 1.44MB network interface card; video 32 MB NVIDIA; a 18 inch flat panel monitor. The computer is used throughout the facility to input, manipulate and retrieve information.
3 - SC243 - OPT Resident / Fellow Team Room, Clncl Sprt | 3 - SC243 - OPT Resident / Fellow Team Room, Clncl Sprt | 3 - SC243 - OPT Resident / Fellow Team Room, Clncl Sprt | 3 - SC243 - OPT Resident / Fellow Team Room, Clncl Sprt | 3 - SC243 - OPT Resident / Fellow Team Room, Clncl Sprt
JSN | NAME | QTY | ACQ/INS | DESCRIPTION
A1010 | Telecommunication Outlet | 3 | VV | Telecommunication outlet location.
A1012 | Telephone, Wall Mounted, 1 Line | 1 | VV | Telephone, wall mounted, 1 line.
A5077 | Dispenser, Hand Sanitizer, Hands-Free | 1 | VV | A touch free wall-mounted hand sanitizer dispenser. For use throughout a healthcare facility. Unit does not include the sanitizing liquid. Units are battery operated.
A5145 | Hook, Garment, Double, SS, Surface Mounted | 1 | CC | A surface mounted, satin finish stainless steel, double garment hook. Equipped with a concealed mounting bracket that is secured to a concealed wall plate. For general purpose use throughout the facility to hang various items of apparel.
F0115 | Bookcase, Open, 5 Shelf | 1 | VV | Freestanding open shelf bookcase, approximately 82" high X 37" wide X 18" deep with 5 (five) adjustable shelves. Unit can be separate or part of a system with available add-on shelving.
F0220 | Chair, Conference | 4 | VV | Conference chair designed to complement the executive furniture package selected. Foam rubber cushioned seats and backs covered with either woven fabric or vinyl. Base with 5 (five) swivel casters.
F0405 | Cabinet, Filing, Full Height, 4-5 Drawer | 1 | VV | Four (4) or five (5) drawer letter size, vertical filing cabinet, 53" high X 15" wide X 29" deep with locking device. Each drawer has label holder, handle and roller cradle.
F0750 | Table, Office, (size as required) | 4 | VV | Office table, sized as required. May be used as either a four (4) to six (6) person conference table or as an extra work surface area.
F2000 | Basket, Wastepaper, Fire Resistant | 1 | VV | Wastepaper basket, fire resistant, approximately 40 quart capacity. This unit is used to collect and temporarily store small quantities of paper refuse in patient rooms, administrative areas and nursing stations. Size and shape varies depending on the application and manufacturer selected.
F3055 | Whiteboard, With Sliding Panels. | 1 | VV | Standard installations consist of sliding panels and a fixed back panel with the choice of chalkboard, markerboard, bulletin board, or a combination of these choices.
F3200 | Clock, Battery, 12" Diameter | 1 | VV | Clock, 12" diameter. Round surface, easy to read numbers with sweep second hand. Wall mounted unit for use when impractical to install a fully synchronized clock system. Battery operated, (batteries not included).
4 - SS111 - OPT Resident Training Room, Educ Svc | 4 - SS111 - OPT Resident Training Room, Educ Svc | 4 - SS111 - OPT Resident Training Room, Educ Svc | 4 - SS111 - OPT Resident Training Room, Educ Svc | 4 - SS111 - OPT Resident Training Room, Educ Svc
JSN | NAME | QTY | ACQ/INS | DESCRIPTION
A1010 | Telecommunication Outlet | 3 | VV | Telecommunication outlet location.
F0115 | Bookcase, Open, 5 Shelf | 1 | VV | Freestanding open shelf bookcase, approximately 82" high X 37" wide X 18" deep with 5 (five) adjustable shelves. Unit can be separate or part of a system with available add-on shelving.
F0300 | Chair, Task, Swivel, With Arms | 6 | VV | Task chair, approximately 34" H X 26" W X 22" D with adjustable arms and a five caster adjustable swivel base. Seat and back are foam padded and upholstered in woven fabric or vinyl.
F0780 | Table, Work, 60W x 30D | 6 | VV | Work table approximately 29" high X 60" wide X 30" deep with top and four (4) non-folding legs.
F2000 | Basket, Wastepaper, Fire Resistant | 1 | VV | Wastepaper basket, fire resistant, approximately 40 quart capacity. This unit is used to collect and temporarily store small quantities of paper refuse in patient rooms, administrative areas and nursing stations. Size and shape varies depending on the application and manufacturer selected.
F3200 | Clock, Battery, 12" Diameter | 1 | VV | Clock, 12" diameter. Round surface, easy to read numbers with sweep second hand. Wall mounted unit for use when impractical to install a fully synchronized clock system. Battery operated, (batteries not included).
M1801 | Computer, Microprocessing, w/Flat Panel Monitor | 6 | VV | Desk top microprocessing computer. The unit shall consist of a central processing mini tower, flat panel monitor, keyboard, mouse and speakers. The system shall have the following minimum characteristics: a 2.8 GHz Pentium processor; 512 MB memory; 80GB hard drive; 32/48x CD-ROMDVD combo; 1.44MB network interface card; video 32 MB NVIDIA; a 18 inch flat panel monitor. The computer is used throughout the facility to input, manipulate and retrieve information.
11 - OPTICAL FITTING AREA | 11 - OPTICAL FITTING AREA | 11 - OPTICAL FITTING AREA | 11 - OPTICAL FITTING AREA | 11 - OPTICAL FITTING AREA
1 - CEY91 - Optical Fitting Area Eyeglass Fitting / Dispensing Room, Eye Clnc | 1 - CEY91 - Optical Fitting Area Eyeglass Fitting / Dispensing Room, Eye Clnc | 1 - CEY91 - Optical Fitting Area Eyeglass Fitting / Dispensing Room, Eye Clnc | 1 - CEY91 - Optical Fitting Area Eyeglass Fitting / Dispensing Room, Eye Clnc | 1 - CEY91 - Optical Fitting Area Eyeglass Fitting / Dispensing Room, Eye Clnc
JSN | NAME | QTY | ACQ/INS | DESCRIPTION
A1010 | Telecommunication Outlet | 2 | VV | Telecommunication outlet location.
A1014 | Telephone, Wall Mounted, 1 Line, With Speaker | 1 | VV | Telephone, wall mounted, 1 line, with speaker.
A1066 | Mirror, Float Glass, With SS Frame | 1 | CC | A high quality 1/4" polished float glass mirror 36X18, framed in a one-piece, bright polished, stainless steel channel frame with 90° mitered corners. All edges of the mirror are protected by absorbing filler strips. Mirror has a galvanized steel back with integral horizontal hanging brackets and wall hanger for concealed mounting. For mounting above single wall mounted lavatories located in toilet areas, Doctors examination offices, etc. May also be used above double lavatories, either wall or countertop mounted, found in restroom areas.
A5075 | Dispenser, Soap, Disposable | 1 | VV | Disposable soap dispenser. One-handed dispensing operation. Designed to accommodate disposable soap cartridge and valve.
A5080 | Dispenser, Paper Towel, SS, Surface Mounted | 1 | CC | A surface mounted, satin finish stainless steel, single-fold, paper towel dispenser. Dispenser features: tumbler lock; front hinged at bottom; and refill indicator slot. Minimum capacity 400 single-fold paper towels. For general purpose use throughout the facility.
A5145 | Hook, Garment, Double, SS, Surface Mounted | 2 | CC | A surface mounted, satin finish stainless steel, double garment hook. Equipped with a concealed mounting bracket that is secured to a concealed wall plate. For general purpose use throughout the facility to hang various items of apparel.
E0078 | Workstation, L-Shaped w/Peninsula, Free Std, 78x72 | 1 | VV | This section will provide a whole work station typical to quickly plan work areas in clinical or administrative spaces. There will be a price decrease if typical work stations are used with vertical hanging strips instead of panels. THIS TYPICAL INCLUDES: 4 standard solid panels; 2 panel connectors, 2-way corner; 1 panel-to-panel connector; 2 finished end hardware; 1 cantilevered work surface; 1 peninsula work surface; 2 lockable flipper units; 2 shelf, storage/display; 2 lights; 1 tack board, 48"W; 1 tool rail, 30"W; 1 paper tray; 1 diagonal tray; 1 adjustable keyboard tray; 1 mobile pedestal, box/file.
E0906 | Locker, Supply, General, Wall Mtd, 23"W x 20"D | 2 | VV | THIS TYPICAL INCLUDES: 1 Wall Mounted Rail 1 Locked Storage Container 2 Tray/Shelves 1 Drawer, 3"H 3 Drawers, 6"H 2 Drawers, 9"H 1 Tray/Shelf Divider Drawer Organizer Bins Consider the need for an E0921 to transport the locker from place to place.
E0912 | Locker, Supply, Med Surg, Wall Mtd | 2 | VV | Medical/Surgical Supply locker, Wall Mounted, approximately 23"W x 20"D. THIS TYPICAL INCLUDES: 1 Wall Mounted Rail 1 Locked Storage Container 4 Tray/Shelves 5 Drawers, 3"H 2 Drawers, 6"H 2 Tray/Shelf Dividers Drawer Organizer Bins Consider the need for an E0921 to transport the locker from place to place.
E1500 | Rail, MOD, W/MNTD, HX144XD | 2 | VV | Wall mounted rail used for hanging (mounting) lockers, shelves and drawers on a wall.
F0275 | Chair, Swivel, High Back | 1 | VV | Highback contemporary swivel chair, 41" high X 23" wide X 23" deep with five (5) caster swivel base and arms. Chair may be used at desks or in conference rooms. Back and seat are foam padded and upholstered with either woven textile fabric or vinyl.
F0340 | Stool, Self Adjusting | 1 | VV | Self adjusting stool. Consists of a foam padded upholstered seat with attached foot rest for added comfort. Mounted on swivel casters. Designed for doctor's use during examinations.
F2000 | Basket, Wastepaper, Fire Resistant | 1 | VV | Wastepaper basket, fire resistant, approximately 40 quart capacity. This unit is used to collect and temporarily store small quantities of paper refuse in patient rooms, administrative areas and nursing stations. Size and shape varies depending on the application and manufacturer selected.
F3200 | Clock, Battery, 12" Diameter | 1 | VV | Clock, 12" diameter. Round surface, easy to read numbers with sweep second hand. Wall mounted unit for use when impractical to install a fully synchronized clock system. Battery operated, (batteries not included).
M1801 | Computer, Microprocessing, w/Flat Panel Monitor | 1 | VV | Desk top microprocessing computer. The unit shall consist of a central processing mini tower, flat panel monitor, keyboard, mouse and speakers. The system shall have the following minimum characteristics: a 2.8 GHz Pentium processor; 512 MB memory; 80GB hard drive; 32/48x CD-ROMDVD combo; 1.44MB network interface card; video 32 MB NVIDIA; a 18 inch flat panel monitor. The computer is used throughout the facility to input, manipulate and retrieve information.
M5520 | Lensometer | 1 | VV | Lensometer. Unit includes lamps, prism measuring lens marking device, cylinder axis wheel calibrated in two 180 degree segments and a green filter for tinted glass. The instrument may be inclined between 25 to 90 degrees. Used for measuring lens.
M5705 | Gauge, Distance, Pupillary | 1 | VV | Pupillary distance gauge. Unit is electronic and features corneal reflection, LCD display, 0.5mm measurement increments, and measure fixation PD distance to 30 cm from infinity. Unit runs on battery power and is designed to measure the distance between pupils as well as corneal and pupil diameter.
M5735 | Warmer, Spectacle, Plastic | 1 | VV | Plastic spectacle warmer. Bath type. Thermostatically controlled. For use with glass beads or salt.
P3100 | Lavatory, Vitreous China, Slab Type | 1 | CC | Wall mounted, slab type, vitreous china, lavatory (approximate bowl size 7"x15"x10") with: faucet holes on 4" centers; gooseneck spout; wrist blade handles; and grid strainer. It shall be suitable for use in clinics, offices, washrooms or patient care area.
2 - CEY93 - Optical Fitting Area Contact Lens Fitting / Dispensing, Eye Clnc | 2 - CEY93 - Optical Fitting Area Contact Lens Fitting / Dispensing, Eye Clnc | 2 - CEY93 - Optical Fitting Area Contact Lens Fitting / Dispensing, Eye Clnc | 2 - CEY93 - Optical Fitting Area Contact Lens Fitting / Dispensing, Eye Clnc | 2 - CEY93 - Optical Fitting Area Contact Lens Fitting / Dispensing, Eye Clnc
JSN | NAME | QTY | ACQ/INS | DESCRIPTION
A1010 | Telecommunication Outlet | 2 | VV | Telecommunication outlet location.
A1017 | Telephone, Wall Mounted, Multi-Line, With Speaker | 1 | VV | Telephone, wall mounted, multi-line with speaker.
A5075 | Dispenser, Soap, Disposable | 1 | VV | Disposable soap dispenser. One-handed dispensing operation. Designed to accommodate disposable soap cartridge and valve.
A5077 | Dispenser, Hand Sanitizer, Hands-Free | 1 | VV | A touch free wall-mounted hand sanitizer dispenser. For use throughout a healthcare facility. Unit does not include the sanitizing liquid. Units are battery operated.
A5082 | Dispenser, Paper Towel, Sensor, Hands Free | 1 | CC | A surface mounted, sensor activated, automatic, roll paper towel dispenser. The unit dispenses a paper towel automatically only when hands are place in position below the dispenser for maximum sanitation and hygiene. May include adjustable settings for sheet length, time delay, and sensor range. Unit is battery operated or with optional AC power adapter.
A5145 | Hook, Garment, Double, SS, Surface Mounted | 2 | CC | A surface mounted, satin finish stainless steel, double garment hook. Equipped with a concealed mounting bracket that is secured to a concealed wall plate. For general purpose use throughout the facility to hang various items of apparel.
A5225 | Bracket, Dual Computer Monitor, Desk-Mounted | 1 | VV | Desk-mounted bracket that supports two LCD computer monitors, or laptop and monitor configuration. Extends LCD's or labtop up to 25" with an adjustment range of 18". Desk clamp attaches to edge up to 2.6" thick. Maximum combined weight supported not to exceed 50 lbs.
E0210 | Worksurface, w/Overhead Cab, Wall Mtd, 48" W | 2 | VV | THIS TYPICAL INCLUDES: 2 Vertical Hanging Strips 1 Lockable Flipper Unit 1 Shelf, Storage/Display 1 Light 1 Cantilevered Work Surface
E0775 | Sink, w/Cabinet, Free Standing, 60"W x 24"D | 1 | CC | Sink unit consisting of: 1 Freestanding, Sink Adaptable Cabinet w/Integral Backsplash and with Corian Top.
F0205 | Chair, Side With Arms | 2 | VV | Upholstered side chair, 32" high X 21" wide X 23" deep with arms, padded seats and padded backs. Seat height is a minimum of 17". Available with or without sled base.
F0300 | Chair, Task, Swivel, With Arms | 2 | VV | Task chair, approximately 34" H X 26" W X 22" D with adjustable arms and a five caster adjustable swivel base. Seat and back are foam padded and upholstered in woven fabric or vinyl.
F2010 | Basket, Wastepaper, Step-On | 1 | VV | "Step-on" wastepaper basket with inner liner and foot petal activated flip top.
F3200 | Clock, Battery, 12" Diameter | 1 | VV | Clock, 12" diameter. Round surface, easy to read numbers with sweep second hand. Wall mounted unit for use when impractical to install a fully synchronized clock system. Battery operated, (batteries not included).
M1800 | Monitor, Computer | 1 | VV | A high definition LED computer monitor with minimum 1920 x 1080 resolution, 4ms response time, 25 inch class display size, compatible with desk or arm mounted. Monitor is VESA compatible and Energy Star compliant.
M1801 | Computer, Microprocessing, w/Flat Panel Monitor | 2 | VV | Desk top microprocessing computer. The unit shall consist of a central processing mini tower, flat panel monitor, keyboard, mouse and speakers. The system shall have the following minimum characteristics: a 2.8 GHz Pentium processor; 512 MB memory; 80GB hard drive; 32/48x CD-ROMDVD combo; 1.44MB network interface card; video 32 MB NVIDIA; a 18 inch flat panel monitor. The computer is used throughout the facility to input, manipulate and retrieve information.
M1825 | Printer, Computer | 1 | VV | High resolution computer printer with a variety of type styles and sheet/envelope feeder trays. Database information reflects network ready, medium duty office style laser printers. Other types of printers (bubble jet, dot matrix, line or plotter) as well as light or heavy use capabilities are available.
M5010 | Desk, Fitting/Dispensing, Optical | 2 | VV | Fitting/dispensing optical desk. Cabinet section consists of one larger drawer at top with seven small tray drawers below or eight equal sized drawers. Top surface is made of durable high pressure plastic or wood. Specify cabinet section to be technician's right or left, color and finish. Many types of drawer dividers are available. Unit can be custom configured.
M5520 | Lensometer | 1 | VV | Lensometer. Unit includes lamps, prism measuring lens marking device, cylinder axis wheel calibrated in two 180 degree segments and a green filter for tinted glass. The instrument may be inclined between 25 to 90 degrees. Used for measuring lens.
M5525 | Lensometer, Soft Contact | 1 | VV | Soft contact lensometer. Unit features lens holder, external scale, prism holder, prism axis from 0 to 180 degree, external power, printer and axis readings with an American style cross-line target. Used for measuring soft and hard contact lenses as well as conventional spectacle lenses.
3 - CEY95 - Optical Fitting Area Eyeglass Frame Storage Room, Eye Clnc | 3 - CEY95 - Optical Fitting Area Eyeglass Frame Storage Room, Eye Clnc | 3 - CEY95 - Optical Fitting Area Eyeglass Frame Storage Room, Eye Clnc | 3 - CEY95 - Optical Fitting Area Eyeglass Frame Storage Room, Eye Clnc | 3 - CEY95 - Optical Fitting Area Eyeglass Frame Storage Room, Eye Clnc
JSN | NAME | QTY | ACQ/INS | DESCRIPTION
A1010 | Telecommunication Outlet | 1 | VV | Telecommunication outlet location.
A1014 | Telephone, Wall Mounted, 1 Line, With Speaker | 1 | VV | Telephone, wall mounted, 1 line, with speaker.
M2055 | Shelving, Storage, Wire, CRS, w/Adjustable Shelves | 4 | VV | Stationary, wire, shelving unit. Unit has fully adjustable shelves constructed of stainless steel. For use in general purpose storage areas. Shelving is provided in various sizes and configurations. Price provided is for a unit approximately 74"H x 18"D x 48"W with four shelves.
4 - CEY97 - Optical Fitting Area Contact Lens Storage Room, Eye Clnc | 4 - CEY97 - Optical Fitting Area Contact Lens Storage Room, Eye Clnc | 4 - CEY97 - Optical Fitting Area Contact Lens Storage Room, Eye Clnc | 4 - CEY97 - Optical Fitting Area Contact Lens Storage Room, Eye Clnc | 4 - CEY97 - Optical Fitting Area Contact Lens Storage Room, Eye Clnc
JSN | NAME | QTY | ACQ/INS | DESCRIPTION
A1010 | Telecommunication Outlet | 1 | VV | Telecommunication outlet location.
A1014 | Telephone, Wall Mounted, 1 Line, With Speaker | 1 | VV | Telephone, wall mounted, 1 line, with speaker.
M2055 | Shelving, Storage, Wire, CRS, w/Adjustable Shelves | 4 | VV | Stationary, wire, shelving unit. Unit has fully adjustable shelves constructed of stainless steel. For use in general purpose storage areas. Shelving is provided in various sizes and configurations. Price provided is for a unit approximately 74"H x 18"D x 48"W with four shelves.