## Report Info
Contents - VA PG-18-5 COMMUNITY BASED OUTPATIENT CLINIC (PACT) INTERIM (263) Report Generated: 23 Jun 2023 12:55PM ET

## COMMUNITY BASED OUTPATIENT CLIN
COMMUNITY BASED OUTPATIENT CLINIC (PACT) INTERIM (263) | COMMUNITY BASED OUTPATIENT CLINIC (PACT) INTERIM (263) | COMMUNITY BASED OUTPATIENT CLINIC (PACT) INTERIM (263) | COMMUNITY BASED OUTPATIENT CLINIC (PACT) INTERIM (263) | COMMUNITY BASED OUTPATIENT CLINIC (PACT) INTERIM (263)
1 - LOBBY / RECEPTION AREA | 1 - LOBBY / RECEPTION AREA | 1 - LOBBY / RECEPTION AREA | 1 - LOBBY / RECEPTION AREA | 1 - LOBBY / RECEPTION AREA
1 - LOB02 - Vestibule | 1 - LOB02 - Vestibule | 1 - LOB02 - Vestibule | 1 - LOB02 - Vestibule | 1 - LOB02 - Vestibule
JSN | NAME | QTY | ACQ | DESCRIPTION
A6046 | Artwork, Decorative, With Frame | 1 | VV | This JSN is to be used for determining and defining location of decorative artwork.
2 - SRLW1 - Alcove, Wheelchair | 2 - SRLW1 - Alcove, Wheelchair | 2 - SRLW1 - Alcove, Wheelchair | 2 - SRLW1 - Alcove, Wheelchair | 2 - SRLW1 - Alcove, Wheelchair
JSN | NAME | QTY | ACQ | DESCRIPTION
M4705 | Wheelchair, Patient Transport, Folding | 1 | VV | Folding patient transport wheelchair. Constructed of chrome plated steel with detachable armrest and footrests. Unit has heavy duty front casters with sealed radial high-precision ball bearing assembly. Unit is used for patient transport.
M4710 | Wheelchair, Patient, Bariatric, Transport, Folding | 1 | VV | Folding bariatric patient transport wheelchair with a capacity of at least 500 lbs. Constructed with a heavy duty steel frame and double cross brace, with detachable armrest and swing away footrests. Unit has heavy duty front casters and rear wheels with precision wheel bearings in front and rear assembly. Unit is used for patient movement.
3 - WTPC1 - Waiting, PACT 1 | 3 - WTPC1 - Waiting, PACT 1 | 3 - WTPC1 - Waiting, PACT 1 | 3 - WTPC1 - Waiting, PACT 1 | 3 - WTPC1 - Waiting, PACT 1
JSN | NAME | QTY | ACQ | DESCRIPTION
A5077 | Dispenser, Hand Sanitizer, Hands-Free | 1 | VV | A touch free wall-mounted hand sanitizer dispenser. For use throughout a healthcare facility. Unit does not include the sanitizing liquid. Units are battery operated.
A5212 | Bracket, Television, Wall-Mounted, Tilt/Angle | 2 | VV | A wall mounted, tilt/angled TV bracket for 37" to 80" TVs. Mount will be a universal and VESA compliant unit with a load capacity of up to 130 lbs.
A5220 | Bracket, Television, Wall Backing | 2 | CC | Wall mounted television bracket backing which provides additional support and strength for the installation of the television bracket. Option available for interior or exterior plate and sized for 12â€ 16â€ or 24â€ stud spacing.
A6046 | Artwork, Decorative, With Frame | 2 | VV | This JSN is to be used for determining and defining location of decorative artwork.
F0206 | Chair, Side, Bariatric, With Arms | 6 | VV | A bariatric side chair with arms for use in a waiting room, lobby or other patient area. Chair will have a padded seat and back and have a capacity of 800 pounds.
F0305 | Chair, Waiting Room, Single | 45 | VV | Single seat waiting room chair with foam padded seat and back. Upholstered with either woven fabric textile or vinyl. Arms and floor glides included.
F2000 | Basket, Wastepaper, Fire Resistant | 1 | VV | Wastepaper basket, fire resistant, approximately 40 quart capacity. This unit is used to collect and temporarily store small quantities of paper refuse in patient rooms, administrative areas and nursing stations. Size and shape varies depending on the application and manufacturer selected.
F2300 | Rack, Magazine, Wall Mounted | 1 | VV | Wall mounted magazine rack with nine (9) magazine holding compartments.
F3200 | Clock, Battery, 12" Diameter | 1 | VV | Clock, 12" diameter. Round surface, easy to read numbers with sweep second hand. Wall mounted unit for use when impractical to install a fully synchronized clock system. Battery operated, (batteries not included).
M0512 | Television, HDTV, Large Screen, 60" | 2 | VV | A high definition (HDTV) multimedia, slim design, 60"W to 65"W color television. The TV will have a 16.9 wide screen aspect ratio with full HD 1080p resolution and HDMI connections. TV may be LED, Plasma or LCD. TV will include a stand.
4 - WTPC2 - Waiting, PACT 2 | 4 - WTPC2 - Waiting, PACT 2 | 4 - WTPC2 - Waiting, PACT 2 | 4 - WTPC2 - Waiting, PACT 2 | 4 - WTPC2 - Waiting, PACT 2
JSN | NAME | QTY | ACQ | DESCRIPTION
A5077 | Dispenser, Hand Sanitizer, Hands-Free | 1 | VV | A touch free wall-mounted hand sanitizer dispenser. For use throughout a healthcare facility. Unit does not include the sanitizing liquid. Units are battery operated.
A5212 | Bracket, Television, Wall-Mounted, Tilt/Angle | 2 | VV | A wall mounted, tilt/angled TV bracket for 37" to 80" TVs. Mount will be a universal and VESA compliant unit with a load capacity of up to 130 lbs.
A5220 | Bracket, Television, Wall Backing | 2 | CC | Wall mounted television bracket backing which provides additional support and strength for the installation of the television bracket. Option available for interior or exterior plate and sized for 12â€ 16â€ or 24â€ stud spacing.
A6046 | Artwork, Decorative, With Frame | 4 | VV | This JSN is to be used for determining and defining location of decorative artwork.
F0206 | Chair, Side, Bariatric, With Arms | 18 | VV | A bariatric side chair with arms for use in a waiting room, lobby or other patient area. Chair will have a padded seat and back and have a capacity of 800 pounds.
F0305 | Chair, Waiting Room, Single | 146 | VV | Single seat waiting room chair with foam padded seat and back. Upholstered with either woven fabric textile or vinyl. Arms and floor glides included.
F2000 | Basket, Wastepaper, Fire Resistant | 1 | VV | Wastepaper basket, fire resistant, approximately 40 quart capacity. This unit is used to collect and temporarily store small quantities of paper refuse in patient rooms, administrative areas and nursing stations. Size and shape varies depending on the application and manufacturer selected.
F2300 | Rack, Magazine, Wall Mounted | 1 | VV | Wall mounted magazine rack with nine (9) magazine holding compartments.
F3200 | Clock, Battery, 12" Diameter | 1 | VV | Clock, 12" diameter. Round surface, easy to read numbers with sweep second hand. Wall mounted unit for use when impractical to install a fully synchronized clock system. Battery operated, (batteries not included).
M0512 | Television, HDTV, Large Screen, 60" | 3 | VV | A high definition (HDTV) multimedia, slim design, 60"W to 65"W color television. The TV will have a 16.9 wide screen aspect ratio with full HD 1080p resolution and HDMI connections. TV may be LED, Plasma or LCD. TV will include a stand.
5 - WTPC3 - Waiting, PACT 3 | 5 - WTPC3 - Waiting, PACT 3 | 5 - WTPC3 - Waiting, PACT 3 | 5 - WTPC3 - Waiting, PACT 3 | 5 - WTPC3 - Waiting, PACT 3
JSN | NAME | QTY | ACQ | DESCRIPTION
A5077 | Dispenser, Hand Sanitizer, Hands-Free | 1 | VV | A touch free wall-mounted hand sanitizer dispenser. For use throughout a healthcare facility. Unit does not include the sanitizing liquid. Units are battery operated.
A5212 | Bracket, Television, Wall-Mounted, Tilt/Angle | 2 | VV | A wall mounted, tilt/angled TV bracket for 37" to 80" TVs. Mount will be a universal and VESA compliant unit with a load capacity of up to 130 lbs.
A5220 | Bracket, Television, Wall Backing | 2 | CC | Wall mounted television bracket backing which provides additional support and strength for the installation of the television bracket. Option available for interior or exterior plate and sized for 12â€ 16â€ or 24â€ stud spacing.
A6046 | Artwork, Decorative, With Frame | 4 | VV | This JSN is to be used for determining and defining location of decorative artwork.
F0206 | Chair, Side, Bariatric, With Arms | 33 | VV | A bariatric side chair with arms for use in a waiting room, lobby or other patient area. Chair will have a padded seat and back and have a capacity of 800 pounds.
F0305 | Chair, Waiting Room, Single | 262 | VV | Single seat waiting room chair with foam padded seat and back. Upholstered with either woven fabric textile or vinyl. Arms and floor glides included.
F2000 | Basket, Wastepaper, Fire Resistant | 1 | VV | Wastepaper basket, fire resistant, approximately 40 quart capacity. This unit is used to collect and temporarily store small quantities of paper refuse in patient rooms, administrative areas and nursing stations. Size and shape varies depending on the application and manufacturer selected.
F2300 | Rack, Magazine, Wall Mounted | 1 | VV | Wall mounted magazine rack with nine (9) magazine holding compartments.
F3200 | Clock, Battery, 12" Diameter | 1 | VV | Clock, 12" diameter. Round surface, easy to read numbers with sweep second hand. Wall mounted unit for use when impractical to install a fully synchronized clock system. Battery operated, (batteries not included).
M0512 | Television, HDTV, Large Screen, 60" | 4 | VV | A high definition (HDTV) multimedia, slim design, 60"W to 65"W color television. The TV will have a 16.9 wide screen aspect ratio with full HD 1080p resolution and HDMI connections. TV may be LED, Plasma or LCD. TV will include a stand.
6 - WTF03 - Waiting, PACT Family | 6 - WTF03 - Waiting, PACT Family | 6 - WTF03 - Waiting, PACT Family | 6 - WTF03 - Waiting, PACT Family | 6 - WTF03 - Waiting, PACT Family
JSN | NAME | QTY | ACQ | DESCRIPTION
A5077 | Dispenser, Hand Sanitizer, Hands-Free | 1 | VV | A touch free wall-mounted hand sanitizer dispenser. For use throughout a healthcare facility. Unit does not include the sanitizing liquid. Units are battery operated.
A6046 | Artwork, Decorative, With Frame | 1 | VV | This JSN is to be used for determining and defining location of decorative artwork.
F0206 | Chair, Side, Bariatric, With Arms | 1 | VV | A bariatric side chair with arms for use in a waiting room, lobby or other patient area. Chair will have a padded seat and back and have a capacity of 800 pounds.
F0215 | Chair, Child's | 4 | VV | Armless stacking chair scaled for use by children. Lightweight and available with a choice of different seat heights.
F0305 | Chair, Waiting Room, Single | 2 | VV | Single seat waiting room chair with foam padded seat and back. Upholstered with either woven fabric textile or vinyl. Arms and floor glides included.
F0760 | Table, Child's | 1 | VV | Child's table, approximately 25" high X 48" wide X 24" deep with floor glides. Table used for testing, observation, meals, education and play.
F2000 | Basket, Wastepaper, Fire Resistant | 1 | VV | Wastepaper basket, fire resistant, approximately 40 quart capacity. This unit is used to collect and temporarily store small quantities of paper refuse in patient rooms, administrative areas and nursing stations. Size and shape varies depending on the application and manufacturer selected.
F2300 | Rack, Magazine, Wall Mounted | 1 | VV | Wall mounted magazine rack with nine (9) magazine holding compartments.
F3200 | Clock, Battery, 12" Diameter | 1 | VV | Clock, 12" diameter. Round surface, easy to read numbers with sweep second hand. Wall mounted unit for use when impractical to install a fully synchronized clock system. Battery operated, (batteries not included).
7 - LAC01 - Lactation Room | 7 - LAC01 - Lactation Room | 7 - LAC01 - Lactation Room | 7 - LAC01 - Lactation Room | 7 - LAC01 - Lactation Room
JSN | NAME | QTY | ACQ | DESCRIPTION
A1080 | Mirror, Posture, Wall Mounted | 1 | CC | Wall mounted posture mirror. Consists of a 1/4" plate glass in a sturdy corrosion resistant frame with water proof back. For educational and therapy programs.
A4995 | Table, Diaper Changing, Wall Mounted | 1 | CC | Wall mounted diaper changing table for use in public restrooms. Unit is a fold down system that folds upward when not in use for minimal intrusion into the room. Changing surface is contoured and has safety belt to insure that an infant will not fall from the table. Table is designed to hold no less than 250 pounds static weight. Closed dimensions are approximately 21" H x 36" W x 5" D. Open dimensions vary according to style. One system's open dimensions are 15 " high, 32" wide and 19" deep.
A5075 | Dispenser, Soap, Disposable | 1 | VV | Disposable soap dispenser. One-handed dispensing operation. Designed to accommodate disposable soap cartridge and valve.
A5077 | Dispenser, Hand Sanitizer, Hands-Free | 1 | VV | A touch free wall-mounted hand sanitizer dispenser. For use throughout a healthcare facility. Unit does not include the sanitizing liquid. Units are battery operated.
A5082 | Dispenser, Paper Towel, Sensor, Hands Free | 1 | CC | A surface mounted, sensor activated, automatic, roll paper towel dispenser. The unit dispenses a paper towel automatically only when hands are place in position below the dispenser for maximum sanitation and hygiene. May include adjustable settings for sheet length, time delay, and sensor range. Unit is battery operated or with optional AC power adapter.
A5145 | Hook, Garment, Double, SS, Surface Mounted | 1 | CC | A surface mounted, satin finish stainless steel, double garment hook. Equipped with a concealed mounting bracket that is secured to a concealed wall plate. For general purpose use throughout the facility to hang various items of apparel.
C0035 | Rail, Apron, 4x24x1 | 2 | CC | Apron rail. Also referred to as an apron front, apron panel, or knee space rail. Used to close in front knee space area and/or provide work surface support between two base cabinets or a base cabinet and wall. Apron rails should be ordered in pairs to provide both front and rear work surface support.
C02D0 | Cabinet, U/C/B, 4 Drawer, 36x24x22 | 1 | CC | Standing height under counter base cabinet with four full width drawers of equal height. Also referred to as a drawer cabinet. For general purpose use throughout the facility.
CS040 | Sink, SS, Single Compartment, 7.5x14x14 ID | 1 | CC | Single compartment stainless steel sink, drop-in, self-rimming, ledge-type, connected with a drain and provided with a mixing faucet. It shall also be provided with pre-punched fixture holes on 4" center, integral back ledge to accommodate deck-mounted fixtures, brushed/polished interior and top surfaces, and sound deadened. Recommended for use in suspended or U/C/B sink cabinets having a high plastic laminate or Chemsurf laminate countertop/work surface. Coordinate actual outside sink dimensions with the actual clear dimension of cabinet specified to ensure that they are compatible. For general purpose use throughout the facility.
CT020 | Countertop, Solid Surface | 6 | CC | A solid, nonporous countertop with a smooth seamless appearance. Easy to clean and maintain and with proper cleaning does not support the growth of mold. An acrylic-based solid surface product. Standard thickness of 1", and a 4" butt backsplash/curb. Also referred to as a work surface or work top. Available in a choice of colors and depths. Used in lab and other hospital areas requiring optimum physical and chemical resisting properties.
F0255 | Chair, Easy | 1 | VV | Easy chair approximately 35" high X 28" wide X 32" deep with arms and floor glides. Arms, back and seat are foam padded and upholstered in woven textile fabric or vinyl.
F0740 | Table, Occasional, Lamp | 1 | VV | Occasional lamp table (end table) approximately 20" high X 27" wide X 27" deep with choice of finishes (wood, oak veneer, or high pressure laminate).
F2010 | Basket, Wastepaper, Step-On | 1 | VV | "Step-on" wastepaper basket with inner liner and foot petal activated flip top.
R6200 | Refrigerator, U/C or F/S, 5 Cu Ft | 1 | VV | Utility refrigerator approximately 35" H x 24" W x 26" D. The unit has a two tray ice cube cooling system. The refrigerator fits standard architectural dimensions for undercounter installation. The unit is perfect for use in nurses' station, wards, and laboratories, pharmacies or wherever space is limited.
8 - RCP03 - Reception | 8 - RCP03 - Reception | 8 - RCP03 - Reception | 8 - RCP03 - Reception | 8 - RCP03 - Reception
JSN | NAME | QTY | ACQ | DESCRIPTION
A1010 | Telecommunication Outlet | 3 | CC | Telecommunication outlet location.
A1015 | Telephone, Desk, Multiple Line | 3 | VV | Telephone, desk, multiple line.
E0130 | Workstation, Documentation, OR, L-Shaped | 3 | VV | A 60" L-shaped documentation workstation for use in the OR. The workstation may be either a right or left hand configuration. It will consist of a back panel with dry-erase whiteboard, marker storage tray, optional mounting for monitors, an articulating task light and a keyboard tray. The workstation will also include electrical, data, telecommunication and video cable channels and wire ways to support various applications. An integrated power source will be desk-top mounted and provide two electrical outlets, a telephone jack and a computer network jack.
F0205 | Chair, Side With Arms | 2 | VV | Upholstered side chair, 32" high X 21" wide X 23" deep with arms, padded seats and padded backs. Seat height is a minimum of 17". Available with or without sled base.
F0275 | Chair, Swivel, High Back | 3 | VV | Highback contemporary swivel chair, 41" high X 23" wide X 23" deep with five (5) caster swivel base and arms. Chair may be used at desks or in conference rooms. Back and seat are foam padded and upholstered with either woven textile fabric or vinyl.
F0421 | Pedestal File, Mobile | 3 | VV | A steel mobile pedestal file with three drawers and casters. Choice of finishes, handle style and with or without locking mechanism.
F2000 | Basket, Wastepaper, Fire Resistant | 3 | VV | Wastepaper basket, fire resistant, approximately 40 quart capacity. This unit is used to collect and temporarily store small quantities of paper refuse in patient rooms, administrative areas and nursing stations. Size and shape varies depending on the application and manufacturer selected.
F3200 | Clock, Battery, 12" Diameter | 1 | VV | Clock, 12" diameter. Round surface, easy to read numbers with sweep second hand. Wall mounted unit for use when impractical to install a fully synchronized clock system. Battery operated, (batteries not included).
M1801 | Computer, Microprocessing, w/Flat Panel Monitor | 3 | VV | Desk top microprocessing computer. The unit shall consist of a central processing mini tower, flat panel monitor, keyboard, mouse and speakers. The system shall have the following minimum characteristics: a 2.8 GHz Pentium processor; 512 MB memory; 80GB hard drive; 32/48x CD-ROMDVD combo; 1.44MB network interface card; video 32 MB NVIDIA; a 18 inch flat panel monitor. The computer is used throughout the facility to input, manipulate and retrieve information.
9 - NCWD4 - Alcove, Volunteer | 9 - NCWD4 - Alcove, Volunteer | 9 - NCWD4 - Alcove, Volunteer | 9 - NCWD4 - Alcove, Volunteer | 9 - NCWD4 - Alcove, Volunteer
JSN | NAME | QTY | ACQ | DESCRIPTION
A5075 | Dispenser, Soap, Disposable | 1 | VV | Disposable soap dispenser. One-handed dispensing operation. Designed to accommodate disposable soap cartridge and valve.
A5080 | Dispenser, Paper Towel, SS, Surface Mounted | 1 | CC | A surface mounted, satin finish stainless steel, single-fold, paper towel dispenser. Dispenser features: tumbler lock; front hinged at bottom; and refill indicator slot. Minimum capacity 400 single-fold paper towels. For general purpose use throughout the facility.
C02D0 | Cabinet, U/C/B, 4 Drawer, 36x24x22 | 1 | CC | Standing height under counter base cabinet with four full width drawers of equal height. Also referred to as a drawer cabinet. For general purpose use throughout the facility.
C02Q0 | Cabinet, Sink, U/C/B, 1 Door, 36x24x22 | 1 | CC | Standing height under counter base sink cabinet with a solid right or left-hinged door (appropriate door configuration to be indicated on equipment elevation drawings). Also referred to as a single-door sink cabinet. For general purpose use throughout the facility where a sink is to be used. Coordinate actual clear cabinet dimension with the actual outside dimension of sink that is specified to ensure that they are compatible.
CB020 | Cabinet, W/H, 2 Shelf, 1 DO, Sloping Top, 38x24x13 | 1 | CC | Wall hung cabinet with two adjustable shelves, solid right or left-hinged door (appropriate door hinge configuration to be indicated on equipment elevation drawings), and sloping top. Also referred to as a solid hinged single door case. For general purpose use throughout the facility.
CS010 | Sink, SS, Single Compartment, 7.5x12x12 ID | 1 | CC | Single compartment stainless steel sink, drop-in, self-rimming, ledge-type, connected with a drain and provided with a mixing faucet. It shall also be provided with pre-punched fixture holes on 4" center, integral back ledge to accommodate deck-mounted fixtures, brushed/polished interior and top surfaces, and sound deadened. Recommended for use in suspended or U/C/B sink cabinets having a high plastic laminate or Chemsurf laminate countertop/work surface. For general purpose use throughout the facility.
CT030 | Countertop, High Pressure Laminate | 1 | CC | High pressure laminate countertop (composition of wood particle core with plastic laminate surface) having a hard smooth surface finish, standard thickness of 1", and a 4" butt backsplash/curb. Also referred to as a work surface or work top. Available in a wide choice of colors, patterns, and depths. Used in general purpose areas requiring a basic work surface arrangement with limited heat resistance and poor chemical resistance. Pricing based upon a 24" depth.
F2000 | Basket, Wastepaper, Fire Resistant | 1 | VV | Wastepaper basket, fire resistant, approximately 40 quart capacity. This unit is used to collect and temporarily store small quantities of paper refuse in patient rooms, administrative areas and nursing stations. Size and shape varies depending on the application and manufacturer selected.
F3025 | Board, Bulletin, Wood Framed | 1 | VV | Bulletin board approximately 36"W x 24"H. Wood framed 1/2" cork posting panel with moisture proof backing. Units are factory assembled and have keyhole hangers for easy installation.
K1552 | Brewer, Coffee, Auto, Elect, 3 Burner, Front/Back | 1 | VV | Space saving front to back automatic coffee maker. This unit includes a heating tank, connection for a cold water supply, decanter service with three burners, funnel and a water flow controller. The unit is used for semi-automatic coffee brewing in cafeterias and commercial institutions. The unit automatically shuts off the water flow when enough has passed through to fill the pot. The unit is normally provided plumbed with a hot water faucet to the side for making other hot drinks (tea, cider, cocoa, etc.). The database height dimension does not include the clearance for coffee decanters warming on the upper burners.
10 - CLSC2 - Workstation, Patient Education | 10 - CLSC2 - Workstation, Patient Education | 10 - CLSC2 - Workstation, Patient Education | 10 - CLSC2 - Workstation, Patient Education | 10 - CLSC2 - Workstation, Patient Education
JSN | NAME | QTY | ACQ | DESCRIPTION
A1010 | Telecommunication Outlet | 1 | CC | Telecommunication outlet location.
A1015 | Telephone, Desk, Multiple Line | 1 | VV | Telephone, desk, multiple line.
E0042 | Workcenter, Computer, Free Standing, 48" W | 1 | VV | THIS TYPICAL INCLUDES: 1 Tool Rail 2 Paper Tray 1 Diagonal Tray 1 Freestanding Work Surface 1 Mobile Pedestal, Box/File 1 Adjustable Keyboard Tray
F0280 | Chair, Swivel, Low Back | 1 | VV | Low back contemporary swivel chair, 37" high X 25" wide X 31" deep with a five (5) caster swivel base, arms and foam padded seat and back upholstered with either woven textile fabric or vinyl.
F2000 | Basket, Wastepaper, Fire Resistant | 1 | VV | Wastepaper basket, fire resistant, approximately 40 quart capacity. This unit is used to collect and temporarily store small quantities of paper refuse in patient rooms, administrative areas and nursing stations. Size and shape varies depending on the application and manufacturer selected.
M1801 | Computer, Microprocessing, w/Flat Panel Monitor | 1 | VV | Desk top microprocessing computer. The unit shall consist of a central processing mini tower, flat panel monitor, keyboard, mouse and speakers. The system shall have the following minimum characteristics: a 2.8 GHz Pentium processor; 512 MB memory; 80GB hard drive; 32/48x CD-ROMDVD combo; 1.44MB network interface card; video 32 MB NVIDIA; a 18 inch flat panel monitor. The computer is used throughout the facility to input, manipulate and retrieve information.
11 - TNPFM - Toilet, Family | 11 - TNPFM - Toilet, Family | 11 - TNPFM - Toilet, Family | 11 - TNPFM - Toilet, Family | 11 - TNPFM - Toilet, Family
JSN | NAME | QTY | ACQ | DESCRIPTION
A1067 | Mirror, Float Glass, ADA Accessible | 1 | CC | A high quality 1/4" polished float glass mirror with a stainless steel frame. Frame holds mirror in a tilted position for accessibility and compliance with ADA requirements. Mirror has a galvanized steel back secured to frame with concealed screws with integral horizontal hanging brackets. Mirror shall be approximately 18" wide and 36" high. Other sizes are available.
A4995 | Table, Diaper Changing, Wall Mounted | 1 | CC | Wall mounted diaper changing table for use in public restrooms. Unit is a fold down system that folds upward when not in use for minimal intrusion into the room. Changing surface is contoured and has safety belt to insure that an infant will not fall from the table. Table is designed to hold no less than 250 pounds static weight. Closed dimensions are approximately 21" H x 36" W x 5" D. Open dimensions vary according to style. One system's open dimensions are 15 " high, 32" wide and 19" deep.
A5075 | Dispenser, Soap, Disposable | 1 | VV | Disposable soap dispenser. One-handed dispensing operation. Designed to accommodate disposable soap cartridge and valve.
A5082 | Dispenser, Paper Towel, Sensor, Hands Free | 1 | CC | A surface mounted, sensor activated, automatic, roll paper towel dispenser. The unit dispenses a paper towel automatically only when hands are place in position below the dispenser for maximum sanitation and hygiene. May include adjustable settings for sheet length, time delay, and sensor range. Unit is battery operated or with optional AC power adapter.
A5090 | Disposal, Sanitary Napkin, SS, Surface Mounted | 1 | CC | A surface mounted, satin finish stainless steel, sanitary napkin disposal. Disposal features a flip-up cover, secured to the container by a heavy duty stainless steel piano-hinge. Disposal may be secured to wall or toilet partition. For general purpose use in female toilet stalls or rooms and uni-sex toilet rooms.
A5109 | Grab Bar, ABA Compliant, SS, 2-Wall, W/C Accessible | 1 | CC | 2-wall toilet stall/room grab bar with concealed mounting flanges and a satin finish stainless steel peened gripping surface.. Snap over flanges are provided to conceal mounting screws. A selection of mounting kits and concealed anchor devices are available from the manufacturers for different types of installations. Grab bar shall comply with all barrier-free accessibility guidelines for design, sizing, positioning, installation, and structural strength. For typical water closet applications in toilet stalls and rooms where Architectural Barriers Act grab bar requirements must be met.
A5145 | Hook, Garment, Double, SS, Surface Mounted | 1 | CC | A surface mounted, satin finish stainless steel, double garment hook. Equipped with a concealed mounting bracket that is secured to a concealed wall plate. For general purpose use throughout the facility to hang various items of apparel.
A5200 | Dispenser, Toilet Tissue, SS, 2-Roll, Surface Mntd | 1 | CC | A concealed surface mounted, double roll, satin finish stainless steel, toilet tissue dispenser. Unit accommodates two standard-core toilet tissue rolls through 5" in diameter. Spindles are chrome plated plastic with a heavy-duty internal spring and turn freely for non-controlled delivery. For general purpose use in restrooms.
F2010 | Basket, Wastepaper, Step-On | 1 | VV | "Step-on" wastepaper basket with inner liner and foot petal activated flip top.
P3000 | Lavatory, Vitreous China, Straight Back | 1 | CC | Wall mounted, vitreous china lavatory (approximate bowl size 7"x15"x10") with: straight-front apron, straight or contoured back; faucet holes on 4" centers; gooseneck spout; wrist blade handles; and grid strainer. It shall be suitable for use in clinics, offices, washrooms or patient care areas.
P9050 | Toilet, Wall Hung, Siphon Jet | 1 | CC | Siphon jet water closet/ toilet. This unit is wall hung with an elongated bowl, top spud flushometer, seat with open front and check hinge, and carrier. Used in restrooms throughout the health care facility.
12 - TNPM1 - Toilet, Male | 12 - TNPM1 - Toilet, Male | 12 - TNPM1 - Toilet, Male | 12 - TNPM1 - Toilet, Male | 12 - TNPM1 - Toilet, Male
JSN | NAME | QTY | ACQ | DESCRIPTION
A1067 | Mirror, Float Glass, ADA Accessible | 2 | CC | A high quality 1/4" polished float glass mirror with a stainless steel frame. Frame holds mirror in a tilted position for accessibility and compliance with ADA requirements. Mirror has a galvanized steel back secured to frame with concealed screws with integral horizontal hanging brackets. Mirror shall be approximately 18" wide and 36" high. Other sizes are available.
A4995 | Table, Diaper Changing, Wall Mounted | 1 | CC | Wall mounted diaper changing table for use in public restrooms. Unit is a fold down system that folds upward when not in use for minimal intrusion into the room. Changing surface is contoured and has safety belt to insure that an infant will not fall from the table. Table is designed to hold no less than 250 pounds static weight. Closed dimensions are approximately 21" H x 36" W x 5" D. Open dimensions vary according to style. One system's open dimensions are 15 " high, 32" wide and 19" deep.
A5075 | Dispenser, Soap, Disposable | 2 | VV | Disposable soap dispenser. One-handed dispensing operation. Designed to accommodate disposable soap cartridge and valve.
A5082 | Dispenser, Paper Towel, Sensor, Hands Free | 2 | CC | A surface mounted, sensor activated, automatic, roll paper towel dispenser. The unit dispenses a paper towel automatically only when hands are place in position below the dispenser for maximum sanitation and hygiene. May include adjustable settings for sheet length, time delay, and sensor range. Unit is battery operated or with optional AC power adapter.
A5109 | Grab Bar, ABA Compliant, SS, 2-Wall, W/C Accessible | 1 | CC | 2-wall toilet stall/room grab bar with concealed mounting flanges and a satin finish stainless steel peened gripping surface.. Snap over flanges are provided to conceal mounting screws. A selection of mounting kits and concealed anchor devices are available from the manufacturers for different types of installations. Grab bar shall comply with all barrier-free accessibility guidelines for design, sizing, positioning, installation, and structural strength. For typical water closet applications in toilet stalls and rooms where Architectural Barriers Act grab bar requirements must be met.
A5145 | Hook, Garment, Double, SS, Surface Mounted | 2 | CC | A surface mounted, satin finish stainless steel, double garment hook. Equipped with a concealed mounting bracket that is secured to a concealed wall plate. For general purpose use throughout the facility to hang various items of apparel.
A5200 | Dispenser, Toilet Tissue, SS, 2-Roll, Surface Mntd | 2 | CC | A concealed surface mounted, double roll, satin finish stainless steel, toilet tissue dispenser. Unit accommodates two standard-core toilet tissue rolls through 5" in diameter. Spindles are chrome plated plastic with a heavy-duty internal spring and turn freely for non-controlled delivery. For general purpose use in restrooms.
CT020 | Countertop, Solid Surface | 1 | CC | A solid, nonporous countertop with a smooth seamless appearance. Easy to clean and maintain and with proper cleaning does not support the growth of mold. An acrylic-based solid surface product. Standard thickness of 1", and a 4" butt backsplash/curb. Also referred to as a work surface or work top. Available in a choice of colors and depths. Used in lab and other hospital areas requiring optimum physical and chemical resisting properties.
F2015 | Basket, Wastepaper, Metal/Plastic,2 Swinging Doors | 2 | VV | Metal receptacle for soiled / used towels or waste. Equipped with a removable tapered top with two independently operating self-closing, spring hinged doors. Used in public facilities for the collection and temporary storage of refuse.
P3070 | Lavatory, Vitreous China, Under or Counter Top Mtd | 2 | CC | An undercounter or countertop mounted vitreous china lavatory (approximate bowl size 6"x17"x14") with gooseneck spout, wrist blade handles, and grid drain. Counter top mounted lavatory to be self rimming with mounting kit provided. Undercounter lavatory to have unglazed rim with a mounting kit also provided. For general purpose use in vanity tops in public, patient and staff toilet rooms.
P8150 | Urinal, Wall Hung | 1 | CC | A low consumption (1.0 gallon per flush) vitreous china, wall hung, washout flush action urinal with extended sides, flushing rim, 3/4" inlet spud, 2" I.P.S. female outlet connection and stainless steel strainer. For general purpose use in male toilet rooms.
P9051 | Toilet, Floor Mounted, Siphon Jet | 1 | CC | Siphon jet water closet/ toilet. This unit is floor mounted with an elongated bowl, top spud flushometer, seat with open front and check hinge, and carrier. Height does not include seat. Seat is not included with all vendors. See comments.
13 - TNPM2 - Toilet, Male | 13 - TNPM2 - Toilet, Male | 13 - TNPM2 - Toilet, Male | 13 - TNPM2 - Toilet, Male | 13 - TNPM2 - Toilet, Male
JSN | NAME | QTY | ACQ | DESCRIPTION
A1067 | Mirror, Float Glass, ADA Accessible | 1 | CC | A high quality 1/4" polished float glass mirror with a stainless steel frame. Frame holds mirror in a tilted position for accessibility and compliance with ADA requirements. Mirror has a galvanized steel back secured to frame with concealed screws with integral horizontal hanging brackets. Mirror shall be approximately 18" wide and 36" high. Other sizes are available.
A4995 | Table, Diaper Changing, Wall Mounted | 1 | CC | Wall mounted diaper changing table for use in public restrooms. Unit is a fold down system that folds upward when not in use for minimal intrusion into the room. Changing surface is contoured and has safety belt to insure that an infant will not fall from the table. Table is designed to hold no less than 250 pounds static weight. Closed dimensions are approximately 21" H x 36" W x 5" D. Open dimensions vary according to style. One system's open dimensions are 15 " high, 32" wide and 19" deep.
A5075 | Dispenser, Soap, Disposable | 2 | VV | Disposable soap dispenser. One-handed dispensing operation. Designed to accommodate disposable soap cartridge and valve.
A5082 | Dispenser, Paper Towel, Sensor, Hands Free | 2 | CC | A surface mounted, sensor activated, automatic, roll paper towel dispenser. The unit dispenses a paper towel automatically only when hands are place in position below the dispenser for maximum sanitation and hygiene. May include adjustable settings for sheet length, time delay, and sensor range. Unit is battery operated or with optional AC power adapter.
A5109 | Grab Bar, ABA Compliant, SS, 2-Wall, W/C Accessible | 2 | CC | 2-wall toilet stall/room grab bar with concealed mounting flanges and a satin finish stainless steel peened gripping surface.. Snap over flanges are provided to conceal mounting screws. A selection of mounting kits and concealed anchor devices are available from the manufacturers for different types of installations. Grab bar shall comply with all barrier-free accessibility guidelines for design, sizing, positioning, installation, and structural strength. For typical water closet applications in toilet stalls and rooms where Architectural Barriers Act grab bar requirements must be met.
A5145 | Hook, Garment, Double, SS, Surface Mounted | 2 | CC | A surface mounted, satin finish stainless steel, double garment hook. Equipped with a concealed mounting bracket that is secured to a concealed wall plate. For general purpose use throughout the facility to hang various items of apparel.
A5200 | Dispenser, Toilet Tissue, SS, 2-Roll, Surface Mntd | 2 | CC | A concealed surface mounted, double roll, satin finish stainless steel, toilet tissue dispenser. Unit accommodates two standard-core toilet tissue rolls through 5" in diameter. Spindles are chrome plated plastic with a heavy-duty internal spring and turn freely for non-controlled delivery. For general purpose use in restrooms.
CT020 | Countertop, Solid Surface | 1 | CC | A solid, nonporous countertop with a smooth seamless appearance. Easy to clean and maintain and with proper cleaning does not support the growth of mold. An acrylic-based solid surface product. Standard thickness of 1", and a 4" butt backsplash/curb. Also referred to as a work surface or work top. Available in a choice of colors and depths. Used in lab and other hospital areas requiring optimum physical and chemical resisting properties.
F2015 | Basket, Wastepaper, Metal/Plastic,2 Swinging Doors | 1 | VV | Metal receptacle for soiled / used towels or waste. Equipped with a removable tapered top with two independently operating self-closing, spring hinged doors. Used in public facilities for the collection and temporary storage of refuse.
P3070 | Lavatory, Vitreous China, Under or Counter Top Mtd | 2 | CC | An undercounter or countertop mounted vitreous china lavatory (approximate bowl size 6"x17"x14") with gooseneck spout, wrist blade handles, and grid drain. Counter top mounted lavatory to be self rimming with mounting kit provided. Undercounter lavatory to have unglazed rim with a mounting kit also provided. For general purpose use in vanity tops in public, patient and staff toilet rooms.
P8150 | Urinal, Wall Hung | 1 | CC | A low consumption (1.0 gallon per flush) vitreous china, wall hung, washout flush action urinal with extended sides, flushing rim, 3/4" inlet spud, 2" I.P.S. female outlet connection and stainless steel strainer. For general purpose use in male toilet rooms.
P9050 | Toilet, Wall Hung, Siphon Jet | 2 | CC | Siphon jet water closet/ toilet. This unit is wall hung with an elongated bowl, top spud flushometer, seat with open front and check hinge, and carrier. Used in restrooms throughout the health care facility.
14 - TNPM3 - Toilet, Male | 14 - TNPM3 - Toilet, Male | 14 - TNPM3 - Toilet, Male | 14 - TNPM3 - Toilet, Male | 14 - TNPM3 - Toilet, Male
JSN | NAME | QTY | ACQ | DESCRIPTION
A1067 | Mirror, Float Glass, ADA Accessible | 1 | CC | A high quality 1/4" polished float glass mirror with a stainless steel frame. Frame holds mirror in a tilted position for accessibility and compliance with ADA requirements. Mirror has a galvanized steel back secured to frame with concealed screws with integral horizontal hanging brackets. Mirror shall be approximately 18" wide and 36" high. Other sizes are available.
A4995 | Table, Diaper Changing, Wall Mounted | 1 | CC | Wall mounted diaper changing table for use in public restrooms. Unit is a fold down system that folds upward when not in use for minimal intrusion into the room. Changing surface is contoured and has safety belt to insure that an infant will not fall from the table. Table is designed to hold no less than 250 pounds static weight. Closed dimensions are approximately 21" H x 36" W x 5" D. Open dimensions vary according to style. One system's open dimensions are 15 " high, 32" wide and 19" deep.
A5075 | Dispenser, Soap, Disposable | 2 | VV | Disposable soap dispenser. One-handed dispensing operation. Designed to accommodate disposable soap cartridge and valve.
A5082 | Dispenser, Paper Towel, Sensor, Hands Free | 2 | CC | A surface mounted, sensor activated, automatic, roll paper towel dispenser. The unit dispenses a paper towel automatically only when hands are place in position below the dispenser for maximum sanitation and hygiene. May include adjustable settings for sheet length, time delay, and sensor range. Unit is battery operated or with optional AC power adapter.
A5109 | Grab Bar, ABA Compliant, SS, 2-Wall, W/C Accessible | 1 | CC | 2-wall toilet stall/room grab bar with concealed mounting flanges and a satin finish stainless steel peened gripping surface.. Snap over flanges are provided to conceal mounting screws. A selection of mounting kits and concealed anchor devices are available from the manufacturers for different types of installations. Grab bar shall comply with all barrier-free accessibility guidelines for design, sizing, positioning, installation, and structural strength. For typical water closet applications in toilet stalls and rooms where Architectural Barriers Act grab bar requirements must be met.
A5145 | Hook, Garment, Double, SS, Surface Mounted | 4 | CC | A surface mounted, satin finish stainless steel, double garment hook. Equipped with a concealed mounting bracket that is secured to a concealed wall plate. For general purpose use throughout the facility to hang various items of apparel.
A5200 | Dispenser, Toilet Tissue, SS, 2-Roll, Surface Mntd | 2 | CC | A concealed surface mounted, double roll, satin finish stainless steel, toilet tissue dispenser. Unit accommodates two standard-core toilet tissue rolls through 5" in diameter. Spindles are chrome plated plastic with a heavy-duty internal spring and turn freely for non-controlled delivery. For general purpose use in restrooms.
CT020 | Countertop, Solid Surface | 1 | CC | A solid, nonporous countertop with a smooth seamless appearance. Easy to clean and maintain and with proper cleaning does not support the growth of mold. An acrylic-based solid surface product. Standard thickness of 1", and a 4" butt backsplash/curb. Also referred to as a work surface or work top. Available in a choice of colors and depths. Used in lab and other hospital areas requiring optimum physical and chemical resisting properties.
F2015 | Basket, Wastepaper, Metal/Plastic,2 Swinging Doors | 1 | VV | Metal receptacle for soiled / used towels or waste. Equipped with a removable tapered top with two independently operating self-closing, spring hinged doors. Used in public facilities for the collection and temporary storage of refuse.
P3070 | Lavatory, Vitreous China, Under or Counter Top Mtd | 2 | CC | An undercounter or countertop mounted vitreous china lavatory (approximate bowl size 6"x17"x14") with gooseneck spout, wrist blade handles, and grid drain. Counter top mounted lavatory to be self rimming with mounting kit provided. Undercounter lavatory to have unglazed rim with a mounting kit also provided. For general purpose use in vanity tops in public, patient and staff toilet rooms.
P8150 | Urinal, Wall Hung | 1 | CC | A low consumption (1.0 gallon per flush) vitreous china, wall hung, washout flush action urinal with extended sides, flushing rim, 3/4" inlet spud, 2" I.P.S. female outlet connection and stainless steel strainer. For general purpose use in male toilet rooms.
P9050 | Toilet, Wall Hung, Siphon Jet | 4 | CC | Siphon jet water closet/ toilet. This unit is wall hung with an elongated bowl, top spud flushometer, seat with open front and check hinge, and carrier. Used in restrooms throughout the health care facility.
15 - TNPF1 - Toilet, Female | 15 - TNPF1 - Toilet, Female | 15 - TNPF1 - Toilet, Female | 15 - TNPF1 - Toilet, Female | 15 - TNPF1 - Toilet, Female
JSN | NAME | QTY | ACQ | DESCRIPTION
A1067 | Mirror, Float Glass, ADA Accessible | 2 | CC | A high quality 1/4" polished float glass mirror with a stainless steel frame. Frame holds mirror in a tilted position for accessibility and compliance with ADA requirements. Mirror has a galvanized steel back secured to frame with concealed screws with integral horizontal hanging brackets. Mirror shall be approximately 18" wide and 36" high. Other sizes are available.
A4995 | Table, Diaper Changing, Wall Mounted | 1 | CC | Wall mounted diaper changing table for use in public restrooms. Unit is a fold down system that folds upward when not in use for minimal intrusion into the room. Changing surface is contoured and has safety belt to insure that an infant will not fall from the table. Table is designed to hold no less than 250 pounds static weight. Closed dimensions are approximately 21" H x 36" W x 5" D. Open dimensions vary according to style. One system's open dimensions are 15 " high, 32" wide and 19" deep.
A5075 | Dispenser, Soap, Disposable | 2 | VV | Disposable soap dispenser. One-handed dispensing operation. Designed to accommodate disposable soap cartridge and valve.
A5082 | Dispenser, Paper Towel, Sensor, Hands Free | 2 | CC | A surface mounted, sensor activated, automatic, roll paper towel dispenser. The unit dispenses a paper towel automatically only when hands are place in position below the dispenser for maximum sanitation and hygiene. May include adjustable settings for sheet length, time delay, and sensor range. Unit is battery operated or with optional AC power adapter.
A5090 | Disposal, Sanitary Napkin, SS, Surface Mounted | 2 | CC | A surface mounted, satin finish stainless steel, sanitary napkin disposal. Disposal features a flip-up cover, secured to the container by a heavy duty stainless steel piano-hinge. Disposal may be secured to wall or toilet partition. For general purpose use in female toilet stalls or rooms and uni-sex toilet rooms.
A5109 | Grab Bar, ABA Compliant, SS, 2-Wall, W/C Accessible | 2 | CC | 2-wall toilet stall/room grab bar with concealed mounting flanges and a satin finish stainless steel peened gripping surface.. Snap over flanges are provided to conceal mounting screws. A selection of mounting kits and concealed anchor devices are available from the manufacturers for different types of installations. Grab bar shall comply with all barrier-free accessibility guidelines for design, sizing, positioning, installation, and structural strength. For typical water closet applications in toilet stalls and rooms where Architectural Barriers Act grab bar requirements must be met.
A5145 | Hook, Garment, Double, SS, Surface Mounted | 2 | CC | A surface mounted, satin finish stainless steel, double garment hook. Equipped with a concealed mounting bracket that is secured to a concealed wall plate. For general purpose use throughout the facility to hang various items of apparel.
A5200 | Dispenser, Toilet Tissue, SS, 2-Roll, Surface Mntd | 2 | CC | A concealed surface mounted, double roll, satin finish stainless steel, toilet tissue dispenser. Unit accommodates two standard-core toilet tissue rolls through 5" in diameter. Spindles are chrome plated plastic with a heavy-duty internal spring and turn freely for non-controlled delivery. For general purpose use in restrooms.
CT020 | Countertop, Solid Surface | 1 | CC | A solid, nonporous countertop with a smooth seamless appearance. Easy to clean and maintain and with proper cleaning does not support the growth of mold. An acrylic-based solid surface product. Standard thickness of 1", and a 4" butt backsplash/curb. Also referred to as a work surface or work top. Available in a choice of colors and depths. Used in lab and other hospital areas requiring optimum physical and chemical resisting properties.
F2015 | Basket, Wastepaper, Metal/Plastic,2 Swinging Doors | 1 | VV | Metal receptacle for soiled / used towels or waste. Equipped with a removable tapered top with two independently operating self-closing, spring hinged doors. Used in public facilities for the collection and temporary storage of refuse.
P3070 | Lavatory, Vitreous China, Under or Counter Top Mtd | 2 | CC | An undercounter or countertop mounted vitreous china lavatory (approximate bowl size 6"x17"x14") with gooseneck spout, wrist blade handles, and grid drain. Counter top mounted lavatory to be self rimming with mounting kit provided. Undercounter lavatory to have unglazed rim with a mounting kit also provided. For general purpose use in vanity tops in public, patient and staff toilet rooms.
P9051 | Toilet, Floor Mounted, Siphon Jet | 2 | CC | Siphon jet water closet/ toilet. This unit is floor mounted with an elongated bowl, top spud flushometer, seat with open front and check hinge, and carrier. Height does not include seat. Seat is not included with all vendors. See comments.
16 - TNPF2 - Toilet, Female | 16 - TNPF2 - Toilet, Female | 16 - TNPF2 - Toilet, Female | 16 - TNPF2 - Toilet, Female | 16 - TNPF2 - Toilet, Female
JSN | NAME | QTY | ACQ | DESCRIPTION
A1067 | Mirror, Float Glass, ADA Accessible | 2 | CC | A high quality 1/4" polished float glass mirror with a stainless steel frame. Frame holds mirror in a tilted position for accessibility and compliance with ADA requirements. Mirror has a galvanized steel back secured to frame with concealed screws with integral horizontal hanging brackets. Mirror shall be approximately 18" wide and 36" high. Other sizes are available.
A4995 | Table, Diaper Changing, Wall Mounted | 1 | CC | Wall mounted diaper changing table for use in public restrooms. Unit is a fold down system that folds upward when not in use for minimal intrusion into the room. Changing surface is contoured and has safety belt to insure that an infant will not fall from the table. Table is designed to hold no less than 250 pounds static weight. Closed dimensions are approximately 21" H x 36" W x 5" D. Open dimensions vary according to style. One system's open dimensions are 15 " high, 32" wide and 19" deep.
A5075 | Dispenser, Soap, Disposable | 2 | VV | Disposable soap dispenser. One-handed dispensing operation. Designed to accommodate disposable soap cartridge and valve.
A5082 | Dispenser, Paper Towel, Sensor, Hands Free | 2 | CC | A surface mounted, sensor activated, automatic, roll paper towel dispenser. The unit dispenses a paper towel automatically only when hands are place in position below the dispenser for maximum sanitation and hygiene. May include adjustable settings for sheet length, time delay, and sensor range. Unit is battery operated or with optional AC power adapter.
A5090 | Disposal, Sanitary Napkin, SS, Surface Mounted | 2 | CC | A surface mounted, satin finish stainless steel, sanitary napkin disposal. Disposal features a flip-up cover, secured to the container by a heavy duty stainless steel piano-hinge. Disposal may be secured to wall or toilet partition. For general purpose use in female toilet stalls or rooms and uni-sex toilet rooms.
A5109 | Grab Bar, ABA Compliant, SS, 2-Wall, W/C Accessible | 1 | CC | 2-wall toilet stall/room grab bar with concealed mounting flanges and a satin finish stainless steel peened gripping surface.. Snap over flanges are provided to conceal mounting screws. A selection of mounting kits and concealed anchor devices are available from the manufacturers for different types of installations. Grab bar shall comply with all barrier-free accessibility guidelines for design, sizing, positioning, installation, and structural strength. For typical water closet applications in toilet stalls and rooms where Architectural Barriers Act grab bar requirements must be met.
A5145 | Hook, Garment, Double, SS, Surface Mounted | 3 | CC | A surface mounted, satin finish stainless steel, double garment hook. Equipped with a concealed mounting bracket that is secured to a concealed wall plate. For general purpose use throughout the facility to hang various items of apparel.
A5200 | Dispenser, Toilet Tissue, SS, 2-Roll, Surface Mntd | 2 | CC | A concealed surface mounted, double roll, satin finish stainless steel, toilet tissue dispenser. Unit accommodates two standard-core toilet tissue rolls through 5" in diameter. Spindles are chrome plated plastic with a heavy-duty internal spring and turn freely for non-controlled delivery. For general purpose use in restrooms.
CT020 | Countertop, Solid Surface | 1 | CC | A solid, nonporous countertop with a smooth seamless appearance. Easy to clean and maintain and with proper cleaning does not support the growth of mold. An acrylic-based solid surface product. Standard thickness of 1", and a 4" butt backsplash/curb. Also referred to as a work surface or work top. Available in a choice of colors and depths. Used in lab and other hospital areas requiring optimum physical and chemical resisting properties.
F2015 | Basket, Wastepaper, Metal/Plastic,2 Swinging Doors | 2 | VV | Metal receptacle for soiled / used towels or waste. Equipped with a removable tapered top with two independently operating self-closing, spring hinged doors. Used in public facilities for the collection and temporary storage of refuse.
P3070 | Lavatory, Vitreous China, Under or Counter Top Mtd | 2 | CC | An undercounter or countertop mounted vitreous china lavatory (approximate bowl size 6"x17"x14") with gooseneck spout, wrist blade handles, and grid drain. Counter top mounted lavatory to be self rimming with mounting kit provided. Undercounter lavatory to have unglazed rim with a mounting kit also provided. For general purpose use in vanity tops in public, patient and staff toilet rooms.
P9050 | Toilet, Wall Hung, Siphon Jet | 3 | CC | Siphon jet water closet/ toilet. This unit is wall hung with an elongated bowl, top spud flushometer, seat with open front and check hinge, and carrier. Used in restrooms throughout the health care facility.
17 - TNPF3 - Toilet, Female | 17 - TNPF3 - Toilet, Female | 17 - TNPF3 - Toilet, Female | 17 - TNPF3 - Toilet, Female | 17 - TNPF3 - Toilet, Female
JSN | NAME | QTY | ACQ | DESCRIPTION
A1067 | Mirror, Float Glass, ADA Accessible | 2 | CC | A high quality 1/4" polished float glass mirror with a stainless steel frame. Frame holds mirror in a tilted position for accessibility and compliance with ADA requirements. Mirror has a galvanized steel back secured to frame with concealed screws with integral horizontal hanging brackets. Mirror shall be approximately 18" wide and 36" high. Other sizes are available.
A4995 | Table, Diaper Changing, Wall Mounted | 1 | CC | Wall mounted diaper changing table for use in public restrooms. Unit is a fold down system that folds upward when not in use for minimal intrusion into the room. Changing surface is contoured and has safety belt to insure that an infant will not fall from the table. Table is designed to hold no less than 250 pounds static weight. Closed dimensions are approximately 21" H x 36" W x 5" D. Open dimensions vary according to style. One system's open dimensions are 15 " high, 32" wide and 19" deep.
A5075 | Dispenser, Soap, Disposable | 2 | VV | Disposable soap dispenser. One-handed dispensing operation. Designed to accommodate disposable soap cartridge and valve.
A5082 | Dispenser, Paper Towel, Sensor, Hands Free | 2 | CC | A surface mounted, sensor activated, automatic, roll paper towel dispenser. The unit dispenses a paper towel automatically only when hands are place in position below the dispenser for maximum sanitation and hygiene. May include adjustable settings for sheet length, time delay, and sensor range. Unit is battery operated or with optional AC power adapter.
A5090 | Disposal, Sanitary Napkin, SS, Surface Mounted | 2 | CC | A surface mounted, satin finish stainless steel, sanitary napkin disposal. Disposal features a flip-up cover, secured to the container by a heavy duty stainless steel piano-hinge. Disposal may be secured to wall or toilet partition. For general purpose use in female toilet stalls or rooms and uni-sex toilet rooms.
A5109 | Grab Bar, ABA Compliant, SS, 2-Wall, W/C Accessible | 1 | CC | 2-wall toilet stall/room grab bar with concealed mounting flanges and a satin finish stainless steel peened gripping surface.. Snap over flanges are provided to conceal mounting screws. A selection of mounting kits and concealed anchor devices are available from the manufacturers for different types of installations. Grab bar shall comply with all barrier-free accessibility guidelines for design, sizing, positioning, installation, and structural strength. For typical water closet applications in toilet stalls and rooms where Architectural Barriers Act grab bar requirements must be met.
A5145 | Hook, Garment, Double, SS, Surface Mounted | 3 | CC | A surface mounted, satin finish stainless steel, double garment hook. Equipped with a concealed mounting bracket that is secured to a concealed wall plate. For general purpose use throughout the facility to hang various items of apparel.
A5200 | Dispenser, Toilet Tissue, SS, 2-Roll, Surface Mntd | 2 | CC | A concealed surface mounted, double roll, satin finish stainless steel, toilet tissue dispenser. Unit accommodates two standard-core toilet tissue rolls through 5" in diameter. Spindles are chrome plated plastic with a heavy-duty internal spring and turn freely for non-controlled delivery. For general purpose use in restrooms.
CT020 | Countertop, Solid Surface | 1 | CC | A solid, nonporous countertop with a smooth seamless appearance. Easy to clean and maintain and with proper cleaning does not support the growth of mold. An acrylic-based solid surface product. Standard thickness of 1", and a 4" butt backsplash/curb. Also referred to as a work surface or work top. Available in a choice of colors and depths. Used in lab and other hospital areas requiring optimum physical and chemical resisting properties.
F2015 | Basket, Wastepaper, Metal/Plastic,2 Swinging Doors | 2 | VV | Metal receptacle for soiled / used towels or waste. Equipped with a removable tapered top with two independently operating self-closing, spring hinged doors. Used in public facilities for the collection and temporary storage of refuse.
P3070 | Lavatory, Vitreous China, Under or Counter Top Mtd | 2 | CC | An undercounter or countertop mounted vitreous china lavatory (approximate bowl size 6"x17"x14") with gooseneck spout, wrist blade handles, and grid drain. Counter top mounted lavatory to be self rimming with mounting kit provided. Undercounter lavatory to have unglazed rim with a mounting kit also provided. For general purpose use in vanity tops in public, patient and staff toilet rooms.
P9050 | Toilet, Wall Hung, Siphon Jet | 3 | CC | Siphon jet water closet/ toilet. This unit is wall hung with an elongated bowl, top spud flushometer, seat with open front and check hinge, and carrier. Used in restrooms throughout the health care facility.
2 - PATIENT ALIGNED CARE TEAM (PACT) CLINIC 1 | 2 - PATIENT ALIGNED CARE TEAM (PACT) CLINIC 1 | 2 - PATIENT ALIGNED CARE TEAM (PACT) CLINIC 1 | 2 - PATIENT ALIGNED CARE TEAM (PACT) CLINIC 1 | 2 - PATIENT ALIGNED CARE TEAM (PACT) CLINIC 1
1 - PEHW2 - Alcove, Height / Weight Accessible Station | 1 - PEHW2 - Alcove, Height / Weight Accessible Station | 1 - PEHW2 - Alcove, Height / Weight Accessible Station | 1 - PEHW2 - Alcove, Height / Weight Accessible Station | 1 - PEHW2 - Alcove, Height / Weight Accessible Station
JSN | NAME | QTY | ACQ | DESCRIPTION
M4045 | Scale, Wheelchair, Portable, 1000 lb Capacity | 1 | VV | A battery operated, portable, digital wheelchair scale. This item is designed to accommodate extra-wide wheelchairs for weighing bariatric patients and also can be used for walk-ons. The scale can store the weight of the chair. The digital display unit can be scale mounted or mounted on a wall. An optional AC adapter is available. Designed for a gross 1000 lbs. capacity.
2 - OFDC2 - Consult Room, Patient Aligned Care Team (PACT) | 2 - OFDC2 - Consult Room, Patient Aligned Care Team (PACT) | 2 - OFDC2 - Consult Room, Patient Aligned Care Team (PACT) | 2 - OFDC2 - Consult Room, Patient Aligned Care Team (PACT) | 2 - OFDC2 - Consult Room, Patient Aligned Care Team (PACT)
JSN | NAME | QTY | ACQ | DESCRIPTION
A1010 | Telecommunication Outlet | 2 | CC | Telecommunication outlet location.
A1015 | Telephone, Desk, Multiple Line | 1 | VV | Telephone, desk, multiple line.
A5075 | Dispenser, Soap, Disposable | 1 | VV | Disposable soap dispenser. One-handed dispensing operation. Designed to accommodate disposable soap cartridge and valve.
A5080 | Dispenser, Paper Towel, SS, Surface Mounted | 1 | CC | A surface mounted, satin finish stainless steel, single-fold, paper towel dispenser. Dispenser features: tumbler lock; front hinged at bottom; and refill indicator slot. Minimum capacity 400 single-fold paper towels. For general purpose use throughout the facility.
A5145 | Hook, Garment, Double, SS, Surface Mounted | 1 | CC | A surface mounted, satin finish stainless steel, double garment hook. Equipped with a concealed mounting bracket that is secured to a concealed wall plate. For general purpose use throughout the facility to hang various items of apparel.
CD040 | Cabinet, W/H, 2 Shelf, 2 DO, Sloping Top, 38x36x13 | 1 | CC | Wall hung cabinet with two adjustable shelves, solid hinged doors, and sloping top. Also referred to as a solid hinged double door wall case. For general purpose use throughout the facility.
CS010 | Sink, SS, Single Compartment, 7.5x12x12 ID | 1 | CC | Single compartment stainless steel sink, drop-in, self-rimming, ledge-type, connected with a drain and provided with a mixing faucet. It shall also be provided with pre-punched fixture holes on 4" center, integral back ledge to accommodate deck-mounted fixtures, brushed/polished interior and top surfaces, and sound deadened. Recommended for use in suspended or U/C/B sink cabinets having a high plastic laminate or Chemsurf laminate countertop/work surface. For general purpose use throughout the facility.
CT020 | Countertop, Solid Surface | 1 | CC | A solid, nonporous countertop with a smooth seamless appearance. Easy to clean and maintain and with proper cleaning does not support the growth of mold. An acrylic-based solid surface product. Standard thickness of 1", and a 4" butt backsplash/curb. Also referred to as a work surface or work top. Available in a choice of colors and depths. Used in lab and other hospital areas requiring optimum physical and chemical resisting properties.
F0205 | Chair, Side With Arms | 3 | VV | Upholstered side chair, 32" high X 21" wide X 23" deep with arms, padded seats and padded backs. Seat height is a minimum of 17". Available with or without sled base.
F0340 | Stool, Self Adjusting | 1 | VV | Self adjusting stool. Consists of a foam padded upholstered seat with attached foot rest for added comfort. Mounted on swivel casters. Designed for doctor's use during examinations.
F0740 | Table, Occasional, Lamp | 1 | VV | Occasional lamp table (end table) approximately 20" high X 27" wide X 27" deep with choice of finishes (wood, oak veneer, or high pressure laminate).
F2000 | Basket, Wastepaper, Fire Resistant | 1 | VV | Wastepaper basket, fire resistant, approximately 40 quart capacity. This unit is used to collect and temporarily store small quantities of paper refuse in patient rooms, administrative areas and nursing stations. Size and shape varies depending on the application and manufacturer selected.
F3200 | Clock, Battery, 12" Diameter | 1 | VV | Clock, 12" diameter. Round surface, easy to read numbers with sweep second hand. Wall mounted unit for use when impractical to install a fully synchronized clock system. Battery operated, (batteries not included).
M1801 | Computer, Microprocessing, w/Flat Panel Monitor | 1 | VV | Desk top microprocessing computer. The unit shall consist of a central processing mini tower, flat panel monitor, keyboard, mouse and speakers. The system shall have the following minimum characteristics: a 2.8 GHz Pentium processor; 512 MB memory; 80GB hard drive; 32/48x CD-ROMDVD combo; 1.44MB network interface card; video 32 MB NVIDIA; a 18 inch flat panel monitor. The computer is used throughout the facility to input, manipulate and retrieve information.
M1802 | Work Station, Computer, Retractable, Wall Mounted | 1 | VV | A wall mounted retractable work station. Work station is used as a computer station in treatment rooms, exam rooms and areas where physical space in limited.
3 - EXPA1 - Exam Room, Patient Aligned Care Team (PACT) | 3 - EXPA1 - Exam Room, Patient Aligned Care Team (PACT) | 3 - EXPA1 - Exam Room, Patient Aligned Care Team (PACT) | 3 - EXPA1 - Exam Room, Patient Aligned Care Team (PACT) | 3 - EXPA1 - Exam Room, Patient Aligned Care Team (PACT)
JSN | NAME | QTY | ACQ | DESCRIPTION
A1010 | Telecommunication Outlet | 1 | CC | Telecommunication outlet location.
A1012 | Telephone, Wall Mounted, 1 Line | 1 | VV | Telephone, wall mounted, 1 line.
A1066 | Mirror, Float Glass, With SS Frame | 1 | CC | A high quality 1/4" polished float glass mirror 36X18, framed in a one-piece, bright polished, stainless steel channel frame with 90Â° mitered corners. All edges of the mirror are protected by absorbing filler strips. Mirror has a galvanized steel back with integral horizontal hanging brackets and wall hanger for concealed mounting. For mounting above single wall mounted lavatories located in toilet areas, Doctors examination offices, etc. May also be used above double lavatories, either wall or countertop mounted, found in restroom areas.
A1132 | Rail, Accessory Mounting, Length As Required | 1 | VC | Horizontal equipment mounting rail with lock mounting devices capable of; supporting up to 75 pounds each, being repositioned, and mounting and dismounting of equipment without the use of tools (special tools may be required to unlock adapter that was previously locked to the rail). The rail must be capable of supporting medical equipment and accessories normally found in exam or patient rooms. The rail system must be capable of mounting and dismounting equipment without leaving or creating new holes in the finished surface of the wall. The rail system utilizes a series of mounting plates and adapters specific to the device being mounted to the rail. The plate and adapter rail mounting kit must be specified to match the equipment being mounted to the equipment rail.
A1203 | Lift System, Overhead, Bariatric | 1 | CC | An overhead ceiling mounted rail system specifically designed for bariatric patient lifting and movement within a patient room. The system will consist of recessed or ceiling mounted primary and secondary rails, lift motor with carriage, patient harness or seat, and a hand controller or control box with charger (other charging options may be available). System will facilitate lifting and movement of patient to and from bed, to stretcher, chair, bathroom or other requirements. Lifting capacity is 1000 pounds. Custom design of track layout by manufacturer is essential to meet individual facility requirements.
A5075 | Dispenser, Soap, Disposable | 1 | VV | Disposable soap dispenser. One-handed dispensing operation. Designed to accommodate disposable soap cartridge and valve.
A5080 | Dispenser, Paper Towel, SS, Surface Mounted | 1 | CC | A surface mounted, satin finish stainless steel, single-fold, paper towel dispenser. Dispenser features: tumbler lock; front hinged at bottom; and refill indicator slot. Minimum capacity 400 single-fold paper towels. For general purpose use throughout the facility.
A5107 | Dispenser, Glove, Surgical/Examination, Wall Mntd | 1 | VV | Examination three (Small Medium, Large) glove dispenser box for wall mounting. Fabricated of either cold rolled steel with a white baked enamel finish, plastic or acrylic. Hardware not included, Option 3 powder coated steel.
A5108 | Waste Disposal Unit, Sharps | 1 | VV | A container for collecting and transporting syringes and other sharps for decontamination and disposal. Available in 2 gallon and 8 gallon with locking rotor. Complies with OSHA regulations for handling sharps.
A5145 | Hook, Garment, Double, SS, Surface Mounted | 2 | CC | A surface mounted, satin finish stainless steel, double garment hook. Equipped with a concealed mounting bracket that is secured to a concealed wall plate. For general purpose use throughout the facility to hang various items of apparel.
A5180 | Track, Cubicle, Surface Mounted, With Curtain | 12 | VV | Surface mounted cubicle track, with curtain. Track constructed of thick extruded aluminum. Equipped with self lubricating carriers, beaded drop chain hooks, and flame resistant curtain. To include removable end caps. Designed to be suspended around patient areas where privacy is needed. Price listed is per foot of the track, curtains to be priced per quote.
C01Q0 | Cabinet, Sink, U/C/B, 1 Door, 36x18x22 | 1 | CC | Standing height under counter base sink cabinet with a solid right or left-hinged door (appropriate door configuration to be indicated on equipment elevation drawings). Also referred to as a single-door sink cabinet. For general purpose use throughout the facility where a sink is to be used. Coordinate actual clear cabinet dimension with the actual outside dimension of sink that is specified to ensure that they are compatible.
CD040 | Cabinet, W/H, 2 Shelf, 2 DO, Sloping Top, 38x36x13 | 1 | CC | Wall hung cabinet with two adjustable shelves, solid hinged doors, and sloping top. Also referred to as a solid hinged double door wall case. For general purpose use throughout the facility.
CS010 | Sink, SS, Single Compartment, 7.5x12x12 ID | 1 | CC | Single compartment stainless steel sink, drop-in, self-rimming, ledge-type, connected with a drain and provided with a mixing faucet. It shall also be provided with pre-punched fixture holes on 4" center, integral back ledge to accommodate deck-mounted fixtures, brushed/polished interior and top surfaces, and sound deadened. Recommended for use in suspended or U/C/B sink cabinets having a high plastic laminate or Chemsurf laminate countertop/work surface. For general purpose use throughout the facility.
CT020 | Countertop, Solid Surface | 1 | CC | A solid, nonporous countertop with a smooth seamless appearance. Easy to clean and maintain and with proper cleaning does not support the growth of mold. An acrylic-based solid surface product. Standard thickness of 1", and a 4" butt backsplash/curb. Also referred to as a work surface or work top. Available in a choice of colors and depths. Used in lab and other hospital areas requiring optimum physical and chemical resisting properties.
E0948 | Cart, General Storage, Mobile, 42"H x 32"W x 22"D | 1 | VV | THIS TYPICAL INCLUDES: 1 Cart Body, Style-A Narrow, w/Raised Edge Top 2 Drawers, 3" H 4 Drawers, 6" H 1 Accessory Rail, Side Drawer Organizer Bins
F0206 | Chair, Side, Bariatric, With Arms | 1 | VV | A bariatric side chair with arms for use in a waiting room, lobby or other patient area. Chair will have a padded seat and back and have a capacity of 800 pounds.
F0340 | Stool, Self Adjusting | 1 | VV | Self adjusting stool. Consists of a foam padded upholstered seat with attached foot rest for added comfort. Mounted on swivel casters. Designed for doctor's use during examinations.
F2010 | Basket, Wastepaper, Step-On | 1 | VV | "Step-on" wastepaper basket with inner liner and foot petal activated flip top.
F2310 | Rack, Pamphlet, Wall Mounted | 1 | VV | Wall mounted pamphlet rack up to 12 (twelve) pamphlet holding pockets. Unit is used to store and display educational pamphlets.
F3025 | Board, Bulletin, Wood Framed | 1 | VV | Bulletin board approximately 36"W x 24"H. Wood framed 1/2" cork posting panel with moisture proof backing. Units are factory assembled and have keyhole hangers for easy installation.
F3200 | Clock, Battery, 12" Diameter | 1 | VV | Clock, 12" diameter. Round surface, easy to read numbers with sweep second hand. Wall mounted unit for use when impractical to install a fully synchronized clock system. Battery operated, (batteries not included).
M0506 | Television, Flat Screen | 1 | VV | Flat screen television with approximately 32'" to 40' diagonal screen size. The TV will have built-in speakers, NTSC tuner, a 16:9 wide screen aspect ratio, a minimum of 1280 x 768 resolution and a remote control.
M1801 | Computer, Microprocessing, w/Flat Panel Monitor | 1 | VV | Desk top microprocessing computer. The unit shall consist of a central processing mini tower, flat panel monitor, keyboard, mouse and speakers. The system shall have the following minimum characteristics: a 2.8 GHz Pentium processor; 512 MB memory; 80GB hard drive; 32/48x CD-ROMDVD combo; 1.44MB network interface card; video 32 MB NVIDIA; a 18 inch flat panel monitor. The computer is used throughout the facility to input, manipulate and retrieve information.
M1802 | Work Station, Computer, Retractable, Wall Mounted | 1 | VV | A wall mounted retractable work station. Work station is used as a computer station in treatment rooms, exam rooms and areas where physical space in limited.
M1825 | Printer, Computer | 1 | VV | High resolution computer printer with a variety of type styles and sheet/envelope feeder trays. Database information reflects network ready, medium duty office style laser printers. Other types of printers (bubble jet, dot matrix, line or plotter) as well as light or heavy use capabilities are available.
M4100 | Sphygmomanometer, Aneroid, Wall Mounted | 1 | VV | Aneroid sphygmomanometer. Unit is wall mounted and has large graphic dial display for easy reading from all angles. It has a 90 degree (angle) swivel and 10 degree (angle) forward tilt to reduce glare. Unit accuracy is within 1% of reading. Sturdy impact-resistant construction.
M4116 | Monitor, Vital Signs | 1 | VV | Electronic sphygmomanometer. LCD displays non-invasive blood pressure, pulse rate and temperature. Used in hospitals and clinics. Includes an optional mobile stand.
M4200 | Otoscope/Ophthalmoscope, Wall Mounted | 1 | VV | Wall mounted otoscope and ophthalmoscope. Includes 6 foot line cord and plug and accepts and includes two handles. Contains head turn-on/turn-off, built-in speculum tray and 8 foot coiled cords. Unit is designed for use in patient exam rooms.
M7401 | Light, Exam, Mobile, Spotlight, Mobile Stand | 1 | VV | The exam light shall be a mobile floor unit. The light will be a halogen bulb or LED that can produce a continuous and homogeneous spot of light adjustable from 5 to 9 inches in diameter from a set distance. The light intensity shall be a minimum of 750 foot-candles at a distance of 16 inches and have a color temperature of 3,200 degrees Kelvin. The unit will consist of an arm or sleeve of approximately 45 inches in length to allow for easy arm rotation and arm movement up and down. The unit shall be mounted on a caster base for easy movement.,
M9025 | Table, Examination/Treatment, With Cabinet | 1 | VV | Table, examination/treatment with cabinet. Cabinet type exam table with three section upholstered top adjustable to a full chair position. Concealed heel stirrups, dual outlets, drawers, and storage space with optional armboard. Unit is designed for general use in examination/treatment rooms.
4 - TPG01 - Toilet, PACT Patient | 4 - TPG01 - Toilet, PACT Patient | 4 - TPG01 - Toilet, PACT Patient | 4 - TPG01 - Toilet, PACT Patient | 4 - TPG01 - Toilet, PACT Patient
JSN | NAME | QTY | ACQ | DESCRIPTION
A1067 | Mirror, Float Glass, ADA Accessible | 1 | CC | A high quality 1/4" polished float glass mirror with a stainless steel frame. Frame holds mirror in a tilted position for accessibility and compliance with ADA requirements. Mirror has a galvanized steel back secured to frame with concealed screws with integral horizontal hanging brackets. Mirror shall be approximately 18" wide and 36" high. Other sizes are available.
A5075 | Dispenser, Soap, Disposable | 1 | VV | Disposable soap dispenser. One-handed dispensing operation. Designed to accommodate disposable soap cartridge and valve.
A5082 | Dispenser, Paper Towel, Sensor, Hands Free | 1 | CC | A surface mounted, sensor activated, automatic, roll paper towel dispenser. The unit dispenses a paper towel automatically only when hands are place in position below the dispenser for maximum sanitation and hygiene. May include adjustable settings for sheet length, time delay, and sensor range. Unit is battery operated or with optional AC power adapter.
A5090 | Disposal, Sanitary Napkin, SS, Surface Mounted | 1 | CC | A surface mounted, satin finish stainless steel, sanitary napkin disposal. Disposal features a flip-up cover, secured to the container by a heavy duty stainless steel piano-hinge. Disposal may be secured to wall or toilet partition. For general purpose use in female toilet stalls or rooms and uni-sex toilet rooms.
A5109 | Grab Bar, ABA Compliant, SS, 2-Wall, W/C Accessible | 1 | CC | 2-wall toilet stall/room grab bar with concealed mounting flanges and a satin finish stainless steel peened gripping surface.. Snap over flanges are provided to conceal mounting screws. A selection of mounting kits and concealed anchor devices are available from the manufacturers for different types of installations. Grab bar shall comply with all barrier-free accessibility guidelines for design, sizing, positioning, installation, and structural strength. For typical water closet applications in toilet stalls and rooms where Architectural Barriers Act grab bar requirements must be met.
A5145 | Hook, Garment, Double, SS, Surface Mounted | 1 | CC | A surface mounted, satin finish stainless steel, double garment hook. Equipped with a concealed mounting bracket that is secured to a concealed wall plate. For general purpose use throughout the facility to hang various items of apparel.
A5200 | Dispenser, Toilet Tissue, SS, 2-Roll, Surface Mntd | 1 | CC | A concealed surface mounted, double roll, satin finish stainless steel, toilet tissue dispenser. Unit accommodates two standard-core toilet tissue rolls through 5" in diameter. Spindles are chrome plated plastic with a heavy-duty internal spring and turn freely for non-controlled delivery. For general purpose use in restrooms.
F2010 | Basket, Wastepaper, Step-On | 1 | VV | "Step-on" wastepaper basket with inner liner and foot petal activated flip top.
P3000 | Lavatory, Vitreous China, Straight Back | 1 | CC | Wall mounted, vitreous china lavatory (approximate bowl size 7"x15"x10") with: straight-front apron, straight or contoured back; faucet holes on 4" centers; gooseneck spout; wrist blade handles; and grid strainer. It shall be suitable for use in clinics, offices, washrooms or patient care areas.
P9050 | Toilet, Wall Hung, Siphon Jet | 1 | CC | Siphon jet water closet/ toilet. This unit is wall hung with an elongated bowl, top spud flushometer, seat with open front and check hinge, and carrier. Used in restrooms throughout the health care facility.
5 - EXW01 - Exam Room, Women's Health | 5 - EXW01 - Exam Room, Women's Health | 5 - EXW01 - Exam Room, Women's Health | 5 - EXW01 - Exam Room, Women's Health | 5 - EXW01 - Exam Room, Women's Health
JSN | NAME | QTY | ACQ | DESCRIPTION
A1010 | Telecommunication Outlet | 1 | CC | Telecommunication outlet location.
A1012 | Telephone, Wall Mounted, 1 Line | 1 | VV | Telephone, wall mounted, 1 line.
A1132 | Rail, Accessory Mounting, Length As Required | 1 | VC | Horizontal equipment mounting rail with lock mounting devices capable of; supporting up to 75 pounds each, being repositioned, and mounting and dismounting of equipment without the use of tools (special tools may be required to unlock adapter that was previously locked to the rail). The rail must be capable of supporting medical equipment and accessories normally found in exam or patient rooms. The rail system must be capable of mounting and dismounting equipment without leaving or creating new holes in the finished surface of the wall. The rail system utilizes a series of mounting plates and adapters specific to the device being mounted to the rail. The plate and adapter rail mounting kit must be specified to match the equipment being mounted to the equipment rail.
A1203 | Lift System, Overhead, Bariatric | 1 | CC | An overhead ceiling mounted rail system specifically designed for bariatric patient lifting and movement within a patient room. The system will consist of recessed or ceiling mounted primary and secondary rails, lift motor with carriage, patient harness or seat, and a hand controller or control box with charger (other charging options may be available). System will facilitate lifting and movement of patient to and from bed, to stretcher, chair, bathroom or other requirements. Lifting capacity is 1000 pounds. Custom design of track layout by manufacturer is essential to meet individual facility requirements.
A5075 | Dispenser, Soap, Disposable | 1 | VV | Disposable soap dispenser. One-handed dispensing operation. Designed to accommodate disposable soap cartridge and valve.
A5080 | Dispenser, Paper Towel, SS, Surface Mounted | 1 | CC | A surface mounted, satin finish stainless steel, single-fold, paper towel dispenser. Dispenser features: tumbler lock; front hinged at bottom; and refill indicator slot. Minimum capacity 400 single-fold paper towels. For general purpose use throughout the facility.
A5107 | Dispenser, Glove, Surgical/Examination, Wall Mntd | 1 | VV | Examination three (Small Medium, Large) glove dispenser box for wall mounting. Fabricated of either cold rolled steel with a white baked enamel finish, plastic or acrylic. Hardware not included, Option 3 powder coated steel.
A5108 | Waste Disposal Unit, Sharps | 1 | VV | A container for collecting and transporting syringes and other sharps for decontamination and disposal. Available in 2 gallon and 8 gallon with locking rotor. Complies with OSHA regulations for handling sharps.
A5145 | Hook, Garment, Double, SS, Surface Mounted | 2 | CC | A surface mounted, satin finish stainless steel, double garment hook. Equipped with a concealed mounting bracket that is secured to a concealed wall plate. For general purpose use throughout the facility to hang various items of apparel.
A5180 | Track, Cubicle, Surface Mounted, With Curtain | 12 | VV | Surface mounted cubicle track, with curtain. Track constructed of thick extruded aluminum. Equipped with self lubricating carriers, beaded drop chain hooks, and flame resistant curtain. To include removable end caps. Designed to be suspended around patient areas where privacy is needed. Price listed is per foot of the track, curtains to be priced per quote.
C04Q0 | Cabinet, ADA Sink, Wall-Mounted | 1 | CC | Wall mounted sink support cabinet for drop-in sink with vertical fascia and angled ADA profile, also referred to as ADA sink cabinet. Removable front panel to permit access to plumbing. Medium density M-3 particle board core construction faced with high pressure vertical grade decorative plastic laminate on exposed surfaces and melamine on semi-exposed and concealed surfaces; plastic laminate edge banding. Includes all attaching hardware including support rail.
CD040 | Cabinet, W/H, 2 Shelf, 2 DO, Sloping Top, 38x36x13 | 1 | CC | Wall hung cabinet with two adjustable shelves, solid hinged doors, and sloping top. Also referred to as a solid hinged double door wall case. For general purpose use throughout the facility.
CS010 | Sink, SS, Single Compartment, 7.5x12x12 ID | 1 | CC | Single compartment stainless steel sink, drop-in, self-rimming, ledge-type, connected with a drain and provided with a mixing faucet. It shall also be provided with pre-punched fixture holes on 4" center, integral back ledge to accommodate deck-mounted fixtures, brushed/polished interior and top surfaces, and sound deadened. Recommended for use in suspended or U/C/B sink cabinets having a high plastic laminate or Chemsurf laminate countertop/work surface. For general purpose use throughout the facility.
CT020 | Countertop, Solid Surface | 1 | CC | A solid, nonporous countertop with a smooth seamless appearance. Easy to clean and maintain and with proper cleaning does not support the growth of mold. An acrylic-based solid surface product. Standard thickness of 1", and a 4" butt backsplash/curb. Also referred to as a work surface or work top. Available in a choice of colors and depths. Used in lab and other hospital areas requiring optimum physical and chemical resisting properties.
E0948 | Cart, General Storage, Mobile, 42"H x 32"W x 22"D | 1 | VV | THIS TYPICAL INCLUDES: 1 Cart Body, Style-A Narrow, w/Raised Edge Top 2 Drawers, 3" H 4 Drawers, 6" H 1 Accessory Rail, Side Drawer Organizer Bins
F0205 | Chair, Side With Arms | 1 | VV | Upholstered side chair, 32" high X 21" wide X 23" deep with arms, padded seats and padded backs. Seat height is a minimum of 17". Available with or without sled base.
F0340 | Stool, Self Adjusting | 1 | VV | Self adjusting stool. Consists of a foam padded upholstered seat with attached foot rest for added comfort. Mounted on swivel casters. Designed for doctor's use during examinations.
F2010 | Basket, Wastepaper, Step-On | 1 | VV | "Step-on" wastepaper basket with inner liner and foot petal activated flip top.
F2310 | Rack, Pamphlet, Wall Mounted | 1 | VV | Wall mounted pamphlet rack up to 12 (twelve) pamphlet holding pockets. Unit is used to store and display educational pamphlets.
F3025 | Board, Bulletin, Wood Framed | 1 | VV | Bulletin board approximately 36"W x 24"H. Wood framed 1/2" cork posting panel with moisture proof backing. Units are factory assembled and have keyhole hangers for easy installation.
F3200 | Clock, Battery, 12" Diameter | 1 | VV | Clock, 12" diameter. Round surface, easy to read numbers with sweep second hand. Wall mounted unit for use when impractical to install a fully synchronized clock system. Battery operated, (batteries not included).
M1801 | Computer, Microprocessing, w/Flat Panel Monitor | 1 | VV | Desk top microprocessing computer. The unit shall consist of a central processing mini tower, flat panel monitor, keyboard, mouse and speakers. The system shall have the following minimum characteristics: a 2.8 GHz Pentium processor; 512 MB memory; 80GB hard drive; 32/48x CD-ROMDVD combo; 1.44MB network interface card; video 32 MB NVIDIA; a 18 inch flat panel monitor. The computer is used throughout the facility to input, manipulate and retrieve information.
M1802 | Work Station, Computer, Retractable, Wall Mounted | 1 | VV | A wall mounted retractable work station. Work station is used as a computer station in treatment rooms, exam rooms and areas where physical space in limited.
M3072 | Frame, Infectious Waste Bag w/Lid | 1 | VV | Frame for an infectious waste collection bag. Made of heavy tubular stainless steel with heavy gauge welded steel platform. Adjust to hold 18" or 25" trash bags. Mounted on ball bearing casters and includes permanently mounted hinged lid. Provides means of bagging infectious waste at point of waste generation.
M4100 | Sphygmomanometer, Aneroid, Wall Mounted | 1 | VV | Aneroid sphygmomanometer. Unit is wall mounted and has large graphic dial display for easy reading from all angles. It has a 90 degree (angle) swivel and 10 degree (angle) forward tilt to reduce glare. Unit accuracy is within 1% of reading. Sturdy impact-resistant construction.
M4116 | Monitor, Vital Signs | 1 | VV | Electronic sphygmomanometer. LCD displays non-invasive blood pressure, pulse rate and temperature. Used in hospitals and clinics. Includes an optional mobile stand.
M4200 | Otoscope/Ophthalmoscope, Wall Mounted | 1 | VV | Wall mounted otoscope and ophthalmoscope. Includes 6 foot line cord and plug and accepts and includes two handles. Contains head turn-on/turn-off, built-in speculum tray and 8 foot coiled cords. Unit is designed for use in patient exam rooms.
M7401 | Light, Exam, Mobile, Spotlight, Mobile Stand | 1 | VV | The exam light shall be a mobile floor unit. The light will be a halogen bulb or LED that can produce a continuous and homogeneous spot of light adjustable from 5 to 9 inches in diameter from a set distance. The light intensity shall be a minimum of 750 foot-candles at a distance of 16 inches and have a color temperature of 3,200 degrees Kelvin. The unit will consist of an arm or sleeve of approximately 45 inches in length to allow for easy arm rotation and arm movement up and down. The unit shall be mounted on a caster base for easy movement.,
M9025 | Table, Examination/Treatment, With Cabinet | 1 | VV | Table, examination/treatment with cabinet. Cabinet type exam table with three section upholstered top adjustable to a full chair position. Concealed heel stirrups, dual outlets, drawers, and storage space with optional armboard. Unit is designed for general use in examination/treatment rooms.
6 - TPG01 - Toilet, Women's Health Exam Room Patient | 6 - TPG01 - Toilet, Women's Health Exam Room Patient | 6 - TPG01 - Toilet, Women's Health Exam Room Patient | 6 - TPG01 - Toilet, Women's Health Exam Room Patient | 6 - TPG01 - Toilet, Women's Health Exam Room Patient
JSN | NAME | QTY | ACQ | DESCRIPTION
A1067 | Mirror, Float Glass, ADA Accessible | 1 | CC | A high quality 1/4" polished float glass mirror with a stainless steel frame. Frame holds mirror in a tilted position for accessibility and compliance with ADA requirements. Mirror has a galvanized steel back secured to frame with concealed screws with integral horizontal hanging brackets. Mirror shall be approximately 18" wide and 36" high. Other sizes are available.
A5075 | Dispenser, Soap, Disposable | 1 | VV | Disposable soap dispenser. One-handed dispensing operation. Designed to accommodate disposable soap cartridge and valve.
A5082 | Dispenser, Paper Towel, Sensor, Hands Free | 1 | CC | A surface mounted, sensor activated, automatic, roll paper towel dispenser. The unit dispenses a paper towel automatically only when hands are place in position below the dispenser for maximum sanitation and hygiene. May include adjustable settings for sheet length, time delay, and sensor range. Unit is battery operated or with optional AC power adapter.
A5090 | Disposal, Sanitary Napkin, SS, Surface Mounted | 1 | CC | A surface mounted, satin finish stainless steel, sanitary napkin disposal. Disposal features a flip-up cover, secured to the container by a heavy duty stainless steel piano-hinge. Disposal may be secured to wall or toilet partition. For general purpose use in female toilet stalls or rooms and uni-sex toilet rooms.
A5109 | Grab Bar, ABA Compliant, SS, 2-Wall, W/C Accessible | 1 | CC | 2-wall toilet stall/room grab bar with concealed mounting flanges and a satin finish stainless steel peened gripping surface.. Snap over flanges are provided to conceal mounting screws. A selection of mounting kits and concealed anchor devices are available from the manufacturers for different types of installations. Grab bar shall comply with all barrier-free accessibility guidelines for design, sizing, positioning, installation, and structural strength. For typical water closet applications in toilet stalls and rooms where Architectural Barriers Act grab bar requirements must be met.
A5145 | Hook, Garment, Double, SS, Surface Mounted | 1 | CC | A surface mounted, satin finish stainless steel, double garment hook. Equipped with a concealed mounting bracket that is secured to a concealed wall plate. For general purpose use throughout the facility to hang various items of apparel.
A5200 | Dispenser, Toilet Tissue, SS, 2-Roll, Surface Mntd | 1 | CC | A concealed surface mounted, double roll, satin finish stainless steel, toilet tissue dispenser. Unit accommodates two standard-core toilet tissue rolls through 5" in diameter. Spindles are chrome plated plastic with a heavy-duty internal spring and turn freely for non-controlled delivery. For general purpose use in restrooms.
F2010 | Basket, Wastepaper, Step-On | 1 | VV | "Step-on" wastepaper basket with inner liner and foot petal activated flip top.
P3000 | Lavatory, Vitreous China, Straight Back | 1 | CC | Wall mounted, vitreous china lavatory (approximate bowl size 7"x15"x10") with: straight-front apron, straight or contoured back; faucet holes on 4" centers; gooseneck spout; wrist blade handles; and grid strainer. It shall be suitable for use in clinics, offices, washrooms or patient care areas.
P9050 | Toilet, Wall Hung, Siphon Jet | 1 | CC | Siphon jet water closet/ toilet. This unit is wall hung with an elongated bowl, top spud flushometer, seat with open front and check hinge, and carrier. Used in restrooms throughout the health care facility.
7 - TRPR1 - Procedure Room, General | 7 - TRPR1 - Procedure Room, General | 7 - TRPR1 - Procedure Room, General | 7 - TRPR1 - Procedure Room, General | 7 - TRPR1 - Procedure Room, General
JSN | NAME | QTY | ACQ | DESCRIPTION
A1010 | Telecommunication Outlet | 2 | CC | Telecommunication outlet location.
A1011 | Telephone, Desk, 1 Line | 1 | VV | Telephone, desk, 1 line.
A1132 | Rail, Accessory Mounting, Length As Required | 1 | VC | Horizontal equipment mounting rail with lock mounting devices capable of; supporting up to 75 pounds each, being repositioned, and mounting and dismounting of equipment without the use of tools (special tools may be required to unlock adapter that was previously locked to the rail). The rail must be capable of supporting medical equipment and accessories normally found in exam or patient rooms. The rail system must be capable of mounting and dismounting equipment without leaving or creating new holes in the finished surface of the wall. The rail system utilizes a series of mounting plates and adapters specific to the device being mounted to the rail. The plate and adapter rail mounting kit must be specified to match the equipment being mounted to the equipment rail.
A1203 | Lift System, Overhead, Bariatric | 1 | CC | An overhead ceiling mounted rail system specifically designed for bariatric patient lifting and movement within a patient room. The system will consist of recessed or ceiling mounted primary and secondary rails, lift motor with carriage, patient harness or seat, and a hand controller or control box with charger (other charging options may be available). System will facilitate lifting and movement of patient to and from bed, to stretcher, chair, bathroom or other requirements. Lifting capacity is 1000 pounds. Custom design of track layout by manufacturer is essential to meet individual facility requirements.
A5075 | Dispenser, Soap, Disposable | 1 | VV | Disposable soap dispenser. One-handed dispensing operation. Designed to accommodate disposable soap cartridge and valve.
A5080 | Dispenser, Paper Towel, SS, Surface Mounted | 1 | CC | A surface mounted, satin finish stainless steel, single-fold, paper towel dispenser. Dispenser features: tumbler lock; front hinged at bottom; and refill indicator slot. Minimum capacity 400 single-fold paper towels. For general purpose use throughout the facility.
A5107 | Dispenser, Glove, Surgical/Examination, Wall Mntd | 1 | VV | Examination three (Small Medium, Large) glove dispenser box for wall mounting. Fabricated of either cold rolled steel with a white baked enamel finish, plastic or acrylic. Hardware not included, Option 3 powder coated steel.
A5108 | Waste Disposal Unit, Sharps | 1 | VV | A container for collecting and transporting syringes and other sharps for decontamination and disposal. Available in 2 gallon and 8 gallon with locking rotor. Complies with OSHA regulations for handling sharps.
A5145 | Hook, Garment, Double, SS, Surface Mounted | 1 | CC | A surface mounted, satin finish stainless steel, double garment hook. Equipped with a concealed mounting bracket that is secured to a concealed wall plate. For general purpose use throughout the facility to hang various items of apparel.
A5180 | Track, Cubicle, Surface Mounted, With Curtain | 22 | VV | Surface mounted cubicle track, with curtain. Track constructed of thick extruded aluminum. Equipped with self lubricating carriers, beaded drop chain hooks, and flame resistant curtain. To include removable end caps. Designed to be suspended around patient areas where privacy is needed. Price listed is per foot of the track, curtains to be priced per quote.
C02Q0 | Cabinet, Sink, U/C/B, 1 Door, 36x24x22 | 1 | CC | Standing height under counter base sink cabinet with a solid right or left-hinged door (appropriate door configuration to be indicated on equipment elevation drawings). Also referred to as a single-door sink cabinet. For general purpose use throughout the facility where a sink is to be used. Coordinate actual clear cabinet dimension with the actual outside dimension of sink that is specified to ensure that they are compatible.
CD040 | Cabinet, W/H, 2 Shelf, 2 DO, Sloping Top, 38x36x13 | 1 | CC | Wall hung cabinet with two adjustable shelves, solid hinged doors, and sloping top. Also referred to as a solid hinged double door wall case. For general purpose use throughout the facility.
CS010 | Sink, SS, Single Compartment, 7.5x12x12 ID | 1 | CC | Single compartment stainless steel sink, drop-in, self-rimming, ledge-type, connected with a drain and provided with a mixing faucet. It shall also be provided with pre-punched fixture holes on 4" center, integral back ledge to accommodate deck-mounted fixtures, brushed/polished interior and top surfaces, and sound deadened. Recommended for use in suspended or U/C/B sink cabinets having a high plastic laminate or Chemsurf laminate countertop/work surface. For general purpose use throughout the facility.
CT020 | Countertop, Solid Surface | 1 | CC | A solid, nonporous countertop with a smooth seamless appearance. Easy to clean and maintain and with proper cleaning does not support the growth of mold. An acrylic-based solid surface product. Standard thickness of 1", and a 4" butt backsplash/curb. Also referred to as a work surface or work top. Available in a choice of colors and depths. Used in lab and other hospital areas requiring optimum physical and chemical resisting properties.
E0915 | Locker, Supply, Medication, Wall Mtd, 23"W x 20"D | 1 | VV | THIS TYPICAL INCLUDES: 1 Wall Mounted Rail 1 Locked Storage Container 2 Tray/Shelves 1 Locked Drawer w/Locked Lid, 6"H 5 Drawers, 3"H 3 Drawers, 6"H 2 Tray/Shelves Divider Drawer Organizer Bins Consider the need for an E0921 to transport the locker from place to place.
E0948 | Cart, General Storage, Mobile, 42"H x 32"W x 22"D | 1 | VV | THIS TYPICAL INCLUDES: 1 Cart Body, Style-A Narrow, w/Raised Edge Top 2 Drawers, 3" H 4 Drawers, 6" H 1 Accessory Rail, Side Drawer Organizer Bins
F0340 | Stool, Self Adjusting | 1 | VV | Self adjusting stool. Consists of a foam padded upholstered seat with attached foot rest for added comfort. Mounted on swivel casters. Designed for doctor's use during examinations.
F2000 | Basket, Wastepaper, Fire Resistant | 1 | VV | Wastepaper basket, fire resistant, approximately 40 quart capacity. This unit is used to collect and temporarily store small quantities of paper refuse in patient rooms, administrative areas and nursing stations. Size and shape varies depending on the application and manufacturer selected.
F3010 | Board, Bulletin, 48 x 48 | 1 | VV | Open face bulletin board. Cork posting panel with moisture proof backing. Variety of frames to choose from. Used for posting notes and messages.
F3200 | Clock, Battery, 12" Diameter | 1 | VV | Clock, 12" diameter. Round surface, easy to read numbers with sweep second hand. Wall mounted unit for use when impractical to install a fully synchronized clock system. Battery operated, (batteries not included).
M0750 | Flowmeter, Air, Connect w/50 PSI Supply | 1 | VV | Air flowmeter. Unit has a stainless steel needle valve with clear flowtube for connection to 50 PSI air outlet from central pipeline system. Requires the appropriate adapter for connection to the wall outlet and fitting to connect to tubing. Database prices reflect fittings with an attached DISS power outlet. Other outlet and adapter configurations are available.
M0755 | Flowmeter, Oxygen, Low Flow | 1 | VV | Oxygen flowmeter. Consists of a clear crystal flowtube calibrated to 3.5 or 8 LPM depending on manufacturer. For oxygen regulation in hospital settings. Database pricing includes DISS fitting and DISS power outlet and wall adapter. Other fitting and adapter configurations are available.
M0765 | Regulator, Vacuum | 2 | VV | Vacuum pressure regulator for connection to central piped vacuum system. Standard display scale is graduated at least from 0 to 200 mm Hg of vacuum. Displays on specialized regulators may cover other vacuum ranges. Regulator type (continuous, intermittent, continuous/intermittent, surgical, pediatric, thoracic, etc.) as required. To be used in delivery, neonatal, pediatrics or any area where suction is required. Database pricing reflects continuous regulators graduated to 200 mm Hg with a full line vacuum selection switch and DISS configured inlets and outlets.
M1801 | Computer, Microprocessing, w/Flat Panel Monitor | 1 | VV | Desk top microprocessing computer. The unit shall consist of a central processing mini tower, flat panel monitor, keyboard, mouse and speakers. The system shall have the following minimum characteristics: a 2.8 GHz Pentium processor; 512 MB memory; 80GB hard drive; 32/48x CD-ROMDVD combo; 1.44MB network interface card; video 32 MB NVIDIA; a 18 inch flat panel monitor. The computer is used throughout the facility to input, manipulate and retrieve information.
M1803 | Workstation, Computer, Wall Mounted, Adjustable | 1 | VV | A wall mounted computer workstation with height adjustable monitor and keyboard arms. Keyboard and monitor can be stored within 8" to 10" of wall. Fingertip adjustability for keyboard and monitor enable frequent position changes. Unit contains an integrated cable management system to hide wires. A separate wall-mounted CPU holder is included.
M3070 | Hamper, Linen, Mobile, w/Lid | 1 | VV | Mobile linen hamper with hand or foot operated lid. Made of heavy tubular stainless steel with heavy gauge welded steel platform. Holds 25" hamper bags. Mounted on ball bearing casters. For linen transport in hospitals and clinics.
M3072 | Frame, Infectious Waste Bag w/Lid | 1 | VV | Frame for an infectious waste collection bag. Made of heavy tubular stainless steel with heavy gauge welded steel platform. Adjust to hold 18" or 25" trash bags. Mounted on ball bearing casters and includes permanently mounted hinged lid. Provides means of bagging infectious waste at point of waste generation.
M4100 | Sphygmomanometer, Aneroid, Wall Mounted | 1 | VV | Aneroid sphygmomanometer. Unit is wall mounted and has large graphic dial display for easy reading from all angles. It has a 90 degree (angle) swivel and 10 degree (angle) forward tilt to reduce glare. Unit accuracy is within 1% of reading. Sturdy impact-resistant construction.
M4116 | Monitor, Vital Signs | 1 | VV | Electronic sphygmomanometer. LCD displays non-invasive blood pressure, pulse rate and temperature. Used in hospitals and clinics. Includes an optional mobile stand.
M4200 | Otoscope/Ophthalmoscope, Wall Mounted | 1 | VV | Wall mounted otoscope and ophthalmoscope. Includes 6 foot line cord and plug and accepts and includes two handles. Contains head turn-on/turn-off, built-in speculum tray and 8 foot coiled cords. Unit is designed for use in patient exam rooms.
M4255 | Stand, IV, Adjustable | 1 | VV | Adjustable IV stand with 4-hook arrangement. Stand has stainless steel construction with heavy weight base. It adjusts from 66 inches to 100 inches and is mounted on conductive rubber, ball bearing, swivel casters. Stand is used for administering intravenous solutions.
M4655 | Stretcher, Mobile, CRS, 9 Position | 1 | VV | Mobile stretcher. All corrosion resistant stainless steel construction. It consists of a tubular frame with side rails, a 9-position hydraulic base with pneumatic fowler adjustment, and a 2" pad. Unit is mounted on 8" conductive casters. Designed for patient transport as well as for minor surgical procedures.
M7405 | Light, Exam, Ceiling Mounted | 1 | CC | Ceiling exam light. Consists of a lightheaded reflector supported by a ceiling mounted radial arm assembly that provides a wide range of positioning capabilities. Halogen bulbs and an intensity control provide cool, color corrected light. The minimum ceiling height in most cases is 8'-0"; refer to each manufacturer's specific installation requirements. Physical dimensions refer to the retracted light; one length of the dual swing arm around the center mount in width and depth and the combined height of the lamp head and folded arms. Unit may also have a center mount detachable and sterilizable control handle. For use in minor procedure or examination room applications.
M7710 | Electrocardiograph, 12 Lead, Portable | 1 | VV | Used to detect the electrical signals associated with cardiac activity, diagnose cardiac abnormalities, determine a patients response to drug therapy and reveal trends or changes in heart function. Capable of recording two or more leads simultaneously, recording an entire 12 lead ECG in about 10 seconds. Includes of a 3.5 inch, high density, floppy disk drive for test storage. Portable.
M8810 | Stand, Mayo | 1 | VV | Adjustable instrument table. Table is corrosion resistant stainless steel construction and is mounted on two casters with two skid rails. It has telescopic upright adjusts from 39 inches to 60 inches with automatic locking device, and removable 13"x19" instrument tray. Designed for use in operating and procedure rooms.
8 - TPB01 - Toilet, General Procedure Room Patient | 8 - TPB01 - Toilet, General Procedure Room Patient | 8 - TPB01 - Toilet, General Procedure Room Patient | 8 - TPB01 - Toilet, General Procedure Room Patient | 8 - TPB01 - Toilet, General Procedure Room Patient
JSN | NAME | QTY | ACQ | DESCRIPTION
A1067 | Mirror, Float Glass, ADA Accessible | 1 | CC | A high quality 1/4" polished float glass mirror with a stainless steel frame. Frame holds mirror in a tilted position for accessibility and compliance with ADA requirements. Mirror has a galvanized steel back secured to frame with concealed screws with integral horizontal hanging brackets. Mirror shall be approximately 18" wide and 36" high. Other sizes are available.
A5075 | Dispenser, Soap, Disposable | 1 | VV | Disposable soap dispenser. One-handed dispensing operation. Designed to accommodate disposable soap cartridge and valve.
A5082 | Dispenser, Paper Towel, Sensor, Hands Free | 1 | CC | A surface mounted, sensor activated, automatic, roll paper towel dispenser. The unit dispenses a paper towel automatically only when hands are place in position below the dispenser for maximum sanitation and hygiene. May include adjustable settings for sheet length, time delay, and sensor range. Unit is battery operated or with optional AC power adapter.
A5090 | Disposal, Sanitary Napkin, SS, Surface Mounted | 1 | CC | A surface mounted, satin finish stainless steel, sanitary napkin disposal. Disposal features a flip-up cover, secured to the container by a heavy duty stainless steel piano-hinge. Disposal may be secured to wall or toilet partition. For general purpose use in female toilet stalls or rooms and uni-sex toilet rooms.
A5109 | Grab Bar, ABA Compliant, SS, 2-Wall, W/C Accessible | 2 | CC | 2-wall toilet stall/room grab bar with concealed mounting flanges and a satin finish stainless steel peened gripping surface.. Snap over flanges are provided to conceal mounting screws. A selection of mounting kits and concealed anchor devices are available from the manufacturers for different types of installations. Grab bar shall comply with all barrier-free accessibility guidelines for design, sizing, positioning, installation, and structural strength. For typical water closet applications in toilet stalls and rooms where Architectural Barriers Act grab bar requirements must be met.
A5145 | Hook, Garment, Double, SS, Surface Mounted | 1 | CC | A surface mounted, satin finish stainless steel, double garment hook. Equipped with a concealed mounting bracket that is secured to a concealed wall plate. For general purpose use throughout the facility to hang various items of apparel.
A5200 | Dispenser, Toilet Tissue, SS, 2-Roll, Surface Mntd | 1 | CC | A concealed surface mounted, double roll, satin finish stainless steel, toilet tissue dispenser. Unit accommodates two standard-core toilet tissue rolls through 5" in diameter. Spindles are chrome plated plastic with a heavy-duty internal spring and turn freely for non-controlled delivery. For general purpose use in restrooms.
F2010 | Basket, Wastepaper, Step-On | 1 | VV | "Step-on" wastepaper basket with inner liner and foot petal activated flip top.
P3005 | Lavatory, Vitreous China, Bariatric | 1 | CC | A floor mounted bariatric lavatory with a capability to withstand a static downward pressure of 1,000 lbs. at the front of the sink. Lavatory will have a gooseneck faucet with wrist blade handles. Lavatory will be ADA compliant.
P9056 | Toilet, Floor Mounted, Bariatric | 1 | CC | A floor mounted, flush valve toilet with an elongated front and a load capacity of 1,000 pounds. The toilet with be vitreous china with a 1.28 or 1.6 Gpf low water consumption rate with a rear outlet. See manufacturer's literature for recommended flush valves and toilet seats.
9 - WRTM2 - Tele-Health Room | 9 - WRTM2 - Tele-Health Room | 9 - WRTM2 - Tele-Health Room | 9 - WRTM2 - Tele-Health Room | 9 - WRTM2 - Tele-Health Room
JSN | NAME | QTY | ACQ | DESCRIPTION
A1010 | Telecommunication Outlet | 1 | CC | Telecommunication outlet location.
A1012 | Telephone, Wall Mounted, 1 Line | 1 | VV | Telephone, wall mounted, 1 line.
A1132 | Rail, Accessory Mounting, Length As Required | 1 | VC | Horizontal equipment mounting rail with lock mounting devices capable of; supporting up to 75 pounds each, being repositioned, and mounting and dismounting of equipment without the use of tools (special tools may be required to unlock adapter that was previously locked to the rail). The rail must be capable of supporting medical equipment and accessories normally found in exam or patient rooms. The rail system must be capable of mounting and dismounting equipment without leaving or creating new holes in the finished surface of the wall. The rail system utilizes a series of mounting plates and adapters specific to the device being mounted to the rail. The plate and adapter rail mounting kit must be specified to match the equipment being mounted to the equipment rail.
A5075 | Dispenser, Soap, Disposable | 1 | VV | Disposable soap dispenser. One-handed dispensing operation. Designed to accommodate disposable soap cartridge and valve.
A5077 | Dispenser, Hand Sanitizer, Hands-Free | 1 | VV | A touch free wall-mounted hand sanitizer dispenser. For use throughout a healthcare facility. Unit does not include the sanitizing liquid. Units are battery operated.
A5080 | Dispenser, Paper Towel, SS, Surface Mounted | 1 | CC | A surface mounted, satin finish stainless steel, single-fold, paper towel dispenser. Dispenser features: tumbler lock; front hinged at bottom; and refill indicator slot. Minimum capacity 400 single-fold paper towels. For general purpose use throughout the facility.
A5107 | Dispenser, Glove, Surgical/Examination, Wall Mntd | 1 | VV | Examination three (Small Medium, Large) glove dispenser box for wall mounting. Fabricated of either cold rolled steel with a white baked enamel finish, plastic or acrylic. Hardware not included, Option 3 powder coated steel.
A5108 | Waste Disposal Unit, Sharps | 1 | VV | A container for collecting and transporting syringes and other sharps for decontamination and disposal. Available in 2 gallon and 8 gallon with locking rotor. Complies with OSHA regulations for handling sharps.
A5145 | Hook, Garment, Double, SS, Surface Mounted | 1 | CC | A surface mounted, satin finish stainless steel, double garment hook. Equipped with a concealed mounting bracket that is secured to a concealed wall plate. For general purpose use throughout the facility to hang various items of apparel.
A5180 | Track, Cubicle, Surface Mounted, With Curtain | 9 | VV | Surface mounted cubicle track, with curtain. Track constructed of thick extruded aluminum. Equipped with self lubricating carriers, beaded drop chain hooks, and flame resistant curtain. To include removable end caps. Designed to be suspended around patient areas where privacy is needed. Price listed is per foot of the track, curtains to be priced per quote.
C02Q0 | Cabinet, Sink, U/C/B, 1 Door, 36x24x22 | 1 | CC | Standing height under counter base sink cabinet with a solid right or left-hinged door (appropriate door configuration to be indicated on equipment elevation drawings). Also referred to as a single-door sink cabinet. For general purpose use throughout the facility where a sink is to be used. Coordinate actual clear cabinet dimension with the actual outside dimension of sink that is specified to ensure that they are compatible.
CD040 | Cabinet, W/H, 2 Shelf, 2 DO, Sloping Top, 38x36x13 | 1 | CC | Wall hung cabinet with two adjustable shelves, solid hinged doors, and sloping top. Also referred to as a solid hinged double door wall case. For general purpose use throughout the facility.
CS010 | Sink, SS, Single Compartment, 7.5x12x12 ID | 1 | CC | Single compartment stainless steel sink, drop-in, self-rimming, ledge-type, connected with a drain and provided with a mixing faucet. It shall also be provided with pre-punched fixture holes on 4" center, integral back ledge to accommodate deck-mounted fixtures, brushed/polished interior and top surfaces, and sound deadened. Recommended for use in suspended or U/C/B sink cabinets having a high plastic laminate or Chemsurf laminate countertop/work surface. For general purpose use throughout the facility.
CT020 | Countertop, Solid Surface | 1 | CC | A solid, nonporous countertop with a smooth seamless appearance. Easy to clean and maintain and with proper cleaning does not support the growth of mold. An acrylic-based solid surface product. Standard thickness of 1", and a 4" butt backsplash/curb. Also referred to as a work surface or work top. Available in a choice of colors and depths. Used in lab and other hospital areas requiring optimum physical and chemical resisting properties.
E0948 | Cart, General Storage, Mobile, 42"H x 32"W x 22"D | 1 | VV | THIS TYPICAL INCLUDES: 1 Cart Body, Style-A Narrow, w/Raised Edge Top 2 Drawers, 3" H 4 Drawers, 6" H 1 Accessory Rail, Side Drawer Organizer Bins
F0205 | Chair, Side With Arms | 1 | VV | Upholstered side chair, 32" high X 21" wide X 23" deep with arms, padded seats and padded backs. Seat height is a minimum of 17". Available with or without sled base.
F0340 | Stool, Self Adjusting | 1 | VV | Self adjusting stool. Consists of a foam padded upholstered seat with attached foot rest for added comfort. Mounted on swivel casters. Designed for doctor's use during examinations.
F2000 | Basket, Wastepaper, Fire Resistant | 1 | VV | Wastepaper basket, fire resistant, approximately 40 quart capacity. This unit is used to collect and temporarily store small quantities of paper refuse in patient rooms, administrative areas and nursing stations. Size and shape varies depending on the application and manufacturer selected.
F3025 | Board, Bulletin, Wood Framed | 1 | VV | Bulletin board approximately 36"W x 24"H. Wood framed 1/2" cork posting panel with moisture proof backing. Units are factory assembled and have keyhole hangers for easy installation.
F3200 | Clock, Battery, 12" Diameter | 1 | VV | Clock, 12" diameter. Round surface, easy to read numbers with sweep second hand. Wall mounted unit for use when impractical to install a fully synchronized clock system. Battery operated, (batteries not included).
M0506 | Television, Flat Screen | 1 | VV | Flat screen television with approximately 32'" to 40' diagonal screen size. The TV will have built-in speakers, NTSC tuner, a 16:9 wide screen aspect ratio, a minimum of 1280 x 768 resolution and a remote control.
M0508 | Telemedicine Station, Mobile Cart | 1 | VV | Mobile telemedicine station configured with one or two monitors, camera, speakers, microphone and computer. Items are mounted on a five caster cart.
M1801 | Computer, Microprocessing, w/Flat Panel Monitor | 1 | VV | Desk top microprocessing computer. The unit shall consist of a central processing mini tower, flat panel monitor, keyboard, mouse and speakers. The system shall have the following minimum characteristics: a 2.8 GHz Pentium processor; 512 MB memory; 80GB hard drive; 32/48x CD-ROMDVD combo; 1.44MB network interface card; video 32 MB NVIDIA; a 18 inch flat panel monitor. The computer is used throughout the facility to input, manipulate and retrieve information.
M1803 | Workstation, Computer, Wall Mounted, Adjustable | 1 | VV | A wall mounted computer workstation with height adjustable monitor and keyboard arms. Keyboard and monitor can be stored within 8" to 10" of wall. Fingertip adjustability for keyboard and monitor enable frequent position changes. Unit contains an integrated cable management system to hide wires. A separate wall-mounted CPU holder is included.
M4100 | Sphygmomanometer, Aneroid, Wall Mounted | 1 | VV | Aneroid sphygmomanometer. Unit is wall mounted and has large graphic dial display for easy reading from all angles. It has a 90 degree (angle) swivel and 10 degree (angle) forward tilt to reduce glare. Unit accuracy is within 1% of reading. Sturdy impact-resistant construction.
M4200 | Otoscope/Ophthalmoscope, Wall Mounted | 1 | VV | Wall mounted otoscope and ophthalmoscope. Includes 6 foot line cord and plug and accepts and includes two handles. Contains head turn-on/turn-off, built-in speculum tray and 8 foot coiled cords. Unit is designed for use in patient exam rooms.
M7401 | Light, Exam, Mobile, Spotlight, Mobile Stand | 1 | VV | The exam light shall be a mobile floor unit. The light will be a halogen bulb or LED that can produce a continuous and homogeneous spot of light adjustable from 5 to 9 inches in diameter from a set distance. The light intensity shall be a minimum of 750 foot-candles at a distance of 16 inches and have a color temperature of 3,200 degrees Kelvin. The unit will consist of an arm or sleeve of approximately 45 inches in length to allow for easy arm rotation and arm movement up and down. The unit shall be mounted on a caster base for easy movement.,
M9025 | Table, Examination/Treatment, With Cabinet | 1 | VV | Table, examination/treatment with cabinet. Cabinet type exam table with three section upholstered top adjustable to a full chair position. Concealed heel stirrups, dual outlets, drawers, and storage space with optional armboard. Unit is designed for general use in examination/treatment rooms.
10 - WRTM3 - Tele-Retinal Room | 10 - WRTM3 - Tele-Retinal Room | 10 - WRTM3 - Tele-Retinal Room | 10 - WRTM3 - Tele-Retinal Room | 10 - WRTM3 - Tele-Retinal Room
JSN | NAME | QTY | ACQ | DESCRIPTION
A1012 | Telephone, Wall Mounted, 1 Line | 1 | VV | Telephone, wall mounted, 1 line.
A1132 | Rail, Accessory Mounting, Length As Required | 1 | VC | Horizontal equipment mounting rail with lock mounting devices capable of; supporting up to 75 pounds each, being repositioned, and mounting and dismounting of equipment without the use of tools (special tools may be required to unlock adapter that was previously locked to the rail). The rail must be capable of supporting medical equipment and accessories normally found in exam or patient rooms. The rail system must be capable of mounting and dismounting equipment without leaving or creating new holes in the finished surface of the wall. The rail system utilizes a series of mounting plates and adapters specific to the device being mounted to the rail. The plate and adapter rail mounting kit must be specified to match the equipment being mounted to the equipment rail.
A5075 | Dispenser, Soap, Disposable | 1 | VV | Disposable soap dispenser. One-handed dispensing operation. Designed to accommodate disposable soap cartridge and valve.
A5077 | Dispenser, Hand Sanitizer, Hands-Free | 1 | VV | A touch free wall-mounted hand sanitizer dispenser. For use throughout a healthcare facility. Unit does not include the sanitizing liquid. Units are battery operated.
A5080 | Dispenser, Paper Towel, SS, Surface Mounted | 1 | CC | A surface mounted, satin finish stainless steel, single-fold, paper towel dispenser. Dispenser features: tumbler lock; front hinged at bottom; and refill indicator slot. Minimum capacity 400 single-fold paper towels. For general purpose use throughout the facility.
A5107 | Dispenser, Glove, Surgical/Examination, Wall Mntd | 1 | VV | Examination three (Small Medium, Large) glove dispenser box for wall mounting. Fabricated of either cold rolled steel with a white baked enamel finish, plastic or acrylic. Hardware not included, Option 3 powder coated steel.
A5108 | Waste Disposal Unit, Sharps | 1 | VV | A container for collecting and transporting syringes and other sharps for decontamination and disposal. Available in 2 gallon and 8 gallon with locking rotor. Complies with OSHA regulations for handling sharps.
A5145 | Hook, Garment, Double, SS, Surface Mounted | 1 | CC | A surface mounted, satin finish stainless steel, double garment hook. Equipped with a concealed mounting bracket that is secured to a concealed wall plate. For general purpose use throughout the facility to hang various items of apparel.
A5180 | Track, Cubicle, Surface Mounted, With Curtain | 9 | VV | Surface mounted cubicle track, with curtain. Track constructed of thick extruded aluminum. Equipped with self lubricating carriers, beaded drop chain hooks, and flame resistant curtain. To include removable end caps. Designed to be suspended around patient areas where privacy is needed. Price listed is per foot of the track, curtains to be priced per quote.
C02Q0 | Cabinet, Sink, U/C/B, 1 Door, 36x24x22 | 1 | CC | Standing height under counter base sink cabinet with a solid right or left-hinged door (appropriate door configuration to be indicated on equipment elevation drawings). Also referred to as a single-door sink cabinet. For general purpose use throughout the facility where a sink is to be used. Coordinate actual clear cabinet dimension with the actual outside dimension of sink that is specified to ensure that they are compatible.
CD040 | Cabinet, W/H, 2 Shelf, 2 DO, Sloping Top, 38x36x13 | 1 | CC | Wall hung cabinet with two adjustable shelves, solid hinged doors, and sloping top. Also referred to as a solid hinged double door wall case. For general purpose use throughout the facility.
CS010 | Sink, SS, Single Compartment, 7.5x12x12 ID | 1 | CC | Single compartment stainless steel sink, drop-in, self-rimming, ledge-type, connected with a drain and provided with a mixing faucet. It shall also be provided with pre-punched fixture holes on 4" center, integral back ledge to accommodate deck-mounted fixtures, brushed/polished interior and top surfaces, and sound deadened. Recommended for use in suspended or U/C/B sink cabinets having a high plastic laminate or Chemsurf laminate countertop/work surface. For general purpose use throughout the facility.
CT020 | Countertop, Solid Surface | 1 | CC | A solid, nonporous countertop with a smooth seamless appearance. Easy to clean and maintain and with proper cleaning does not support the growth of mold. An acrylic-based solid surface product. Standard thickness of 1", and a 4" butt backsplash/curb. Also referred to as a work surface or work top. Available in a choice of colors and depths. Used in lab and other hospital areas requiring optimum physical and chemical resisting properties.
E0948 | Cart, General Storage, Mobile, 42"H x 32"W x 22"D | 1 | VV | THIS TYPICAL INCLUDES: 1 Cart Body, Style-A Narrow, w/Raised Edge Top 2 Drawers, 3" H 4 Drawers, 6" H 1 Accessory Rail, Side Drawer Organizer Bins
F0205 | Chair, Side With Arms | 1 | VV | Upholstered side chair, 32" high X 21" wide X 23" deep with arms, padded seats and padded backs. Seat height is a minimum of 17". Available with or without sled base.
F0340 | Stool, Self Adjusting | 1 | VV | Self adjusting stool. Consists of a foam padded upholstered seat with attached foot rest for added comfort. Mounted on swivel casters. Designed for doctor's use during examinations.
F2000 | Basket, Wastepaper, Fire Resistant | 1 | VV | Wastepaper basket, fire resistant, approximately 40 quart capacity. This unit is used to collect and temporarily store small quantities of paper refuse in patient rooms, administrative areas and nursing stations. Size and shape varies depending on the application and manufacturer selected.
F3025 | Board, Bulletin, Wood Framed | 1 | VV | Bulletin board approximately 36"W x 24"H. Wood framed 1/2" cork posting panel with moisture proof backing. Units are factory assembled and have keyhole hangers for easy installation.
F3200 | Clock, Battery, 12" Diameter | 1 | VV | Clock, 12" diameter. Round surface, easy to read numbers with sweep second hand. Wall mounted unit for use when impractical to install a fully synchronized clock system. Battery operated, (batteries not included).
M0506 | Television, Flat Screen | 1 | VV | Flat screen television with approximately 32'" to 40' diagonal screen size. The TV will have built-in speakers, NTSC tuner, a 16:9 wide screen aspect ratio, a minimum of 1280 x 768 resolution and a remote control.
M1801 | Computer, Microprocessing, w/Flat Panel Monitor | 1 | VV | Desk top microprocessing computer. The unit shall consist of a central processing mini tower, flat panel monitor, keyboard, mouse and speakers. The system shall have the following minimum characteristics: a 2.8 GHz Pentium processor; 512 MB memory; 80GB hard drive; 32/48x CD-ROMDVD combo; 1.44MB network interface card; video 32 MB NVIDIA; a 18 inch flat panel monitor. The computer is used throughout the facility to input, manipulate and retrieve information.
M1803 | Workstation, Computer, Wall Mounted, Adjustable | 1 | VV | A wall mounted computer workstation with height adjustable monitor and keyboard arms. Keyboard and monitor can be stored within 8" to 10" of wall. Fingertip adjustability for keyboard and monitor enable frequent position changes. Unit contains an integrated cable management system to hide wires. A separate wall-mounted CPU holder is included.
M4100 | Sphygmomanometer, Aneroid, Wall Mounted | 1 | VV | Aneroid sphygmomanometer. Unit is wall mounted and has large graphic dial display for easy reading from all angles. It has a 90 degree (angle) swivel and 10 degree (angle) forward tilt to reduce glare. Unit accuracy is within 1% of reading. Sturdy impact-resistant construction.
M4200 | Otoscope/Ophthalmoscope, Wall Mounted | 1 | VV | Wall mounted otoscope and ophthalmoscope. Includes 6 foot line cord and plug and accepts and includes two handles. Contains head turn-on/turn-off, built-in speculum tray and 8 foot coiled cords. Unit is designed for use in patient exam rooms.
M6050 | Retinal Imaging System, Fluoroscein/Indocyanine | 1 | VV | Digital camera system for conducting fluorescing and indocyanine green studies of the choroid of the retina. The infrared sensitive camera has interchangeable barrier and exciter filters for the different dyes. The camera transmits images to a high resolution computer system and monitors for viewing, analysis, enhancement, manipulation, recording and color printing. Database reflects pricing and physical characteristics for the entire system with its required computer.
M7401 | Light, Exam, Mobile, Spotlight, Mobile Stand | 1 | VV | The exam light shall be a mobile floor unit. The light will be a halogen bulb or LED that can produce a continuous and homogeneous spot of light adjustable from 5 to 9 inches in diameter from a set distance. The light intensity shall be a minimum of 750 foot-candles at a distance of 16 inches and have a color temperature of 3,200 degrees Kelvin. The unit will consist of an arm or sleeve of approximately 45 inches in length to allow for easy arm rotation and arm movement up and down. The unit shall be mounted on a caster base for easy movement.,
M9025 | Table, Examination/Treatment, With Cabinet | 1 | VV | Table, examination/treatment with cabinet. Cabinet type exam table with three section upholstered top adjustable to a full chair position. Concealed heel stirrups, dual outlets, drawers, and storage space with optional armboard. Unit is designed for general use in examination/treatment rooms.
11 - CLSC4 - Shared Medical Appointment Room | 11 - CLSC4 - Shared Medical Appointment Room | 11 - CLSC4 - Shared Medical Appointment Room | 11 - CLSC4 - Shared Medical Appointment Room | 11 - CLSC4 - Shared Medical Appointment Room
JSN | NAME | QTY | ACQ | DESCRIPTION
A1010 | Telecommunication Outlet | 2 | CC | Telecommunication outlet location.
A5212 | Bracket, Television, Wall-Mounted, Tilt/Angle | 1 | VV | A wall mounted, tilt/angled TV bracket for 37" to 80" TVs. Mount will be a universal and VESA compliant unit with a load capacity of up to 130 lbs.
A5220 | Bracket, Television, Wall Backing | 1 | CC | Wall mounted television bracket backing which provides additional support and strength for the installation of the television bracket. Option available for interior or exterior plate and sized for 12â€ 16â€ or 24â€ stud spacing.
E0945 | Cart, Computer, Mobile | 2 | VV | A mobile computer cart for use throughout the facility. The cart dimensions will be approximately 45" H x 30" W x 22" D with casters. May include drawers and miscellaneous other accessories that will be determined at time of purchase. This Typical may include: 1 Cart Body, w/Computer Support, Style-A Narrow, w/Raised Edge Top 1 Flip-Up Shelf 1 Sharps Container Holder 1 Wastebasket 1 Chart Holder 2 Drawers, 3"H 2 Drawers, 6"H 3 Accessory Rail, Side Drawer Organizer Bins
F0295 | Chair, Stacking | 16 | VV | Stacking chair, approximately 34" H X 21" W X 24" D. May be stacked up to 20 high depending upon the model selected. These chairs are intended primarily as overflow capacity for conference rooms.
F0435 | Cabinet, Storage, Multi Media | 1 | VV | Multi media storage cabinet, approximately 60" high X 36" wide X 14" deep. For the storage of various types of audio or video cassettes, DVDs, CDs, and other media material.
F0860 | Table, Mobile | 4 | VV | Mobile table. The unit provides mobile or isolated freestanding work surface. Characteristics and components include 3-1/2 inch casters and attached drawer bearers. Unit is used for general work applications, primarily in dry areas.
F2010 | Basket, Wastepaper, Step-On | 1 | VV | "Step-on" wastepaper basket with inner liner and foot petal activated flip top.
F3060 | Whiteboard, Projection Screen Combination | 1 | VV | Whiteboard and projection screen combination approximately 48" H x 72" W. Magnetic surface with matte finish for projection. Hard board stabilizer with aluminum foil back. For use with water color pens.
M0506 | Television, Flat Screen | 1 | VV | Flat screen television with approximately 32'" to 40' diagonal screen size. The TV will have built-in speakers, NTSC tuner, a 16:9 wide screen aspect ratio, a minimum of 1280 x 768 resolution and a remote control.
M1801 | Computer, Microprocessing, w/Flat Panel Monitor | 2 | VV | Desk top microprocessing computer. The unit shall consist of a central processing mini tower, flat panel monitor, keyboard, mouse and speakers. The system shall have the following minimum characteristics: a 2.8 GHz Pentium processor; 512 MB memory; 80GB hard drive; 32/48x CD-ROMDVD combo; 1.44MB network interface card; video 32 MB NVIDIA; a 18 inch flat panel monitor. The computer is used throughout the facility to input, manipulate and retrieve information.
12 - SRE01 - Storage, Shared Medical Appointments | 12 - SRE01 - Storage, Shared Medical Appointments | 12 - SRE01 - Storage, Shared Medical Appointments | 12 - SRE01 - Storage, Shared Medical Appointments | 12 - SRE01 - Storage, Shared Medical Appointments
JSN | NAME | QTY | ACQ | DESCRIPTION
A1010 | Telecommunication Outlet | 1 | CC | Telecommunication outlet location.
M2055 | Shelving, Storage, Wire, CRS, w/Adjustable Shelves | 4 | VV | Stationary, wire, shelving unit. Unit has fully adjustable shelves constructed of stainless steel. For use in general purpose storage areas. Shelving is provided in various sizes and configurations. Price provided is for a unit approximately 74"H x 18"D x 48"W with four shelves.
13 - RCA06 - Alcove, Medication | 13 - RCA06 - Alcove, Medication | 13 - RCA06 - Alcove, Medication | 13 - RCA06 - Alcove, Medication | 13 - RCA06 - Alcove, Medication
JSN | NAME | QTY | ACQ | DESCRIPTION
A1010 | Telecommunication Outlet | 1 | CC | Telecommunication outlet location.
A5075 | Dispenser, Soap, Disposable | 1 | VV | Disposable soap dispenser. One-handed dispensing operation. Designed to accommodate disposable soap cartridge and valve.
A5082 | Dispenser, Paper Towel, Sensor, Hands Free | 1 | CC | A surface mounted, sensor activated, automatic, roll paper towel dispenser. The unit dispenses a paper towel automatically only when hands are place in position below the dispenser for maximum sanitation and hygiene. May include adjustable settings for sheet length, time delay, and sensor range. Unit is battery operated or with optional AC power adapter.
A5107 | Dispenser, Glove, Surgical/Examination, Wall Mntd | 1 | VV | Examination three (Small Medium, Large) glove dispenser box for wall mounting. Fabricated of either cold rolled steel with a white baked enamel finish, plastic or acrylic. Hardware not included, Option 3 powder coated steel.
A5108 | Waste Disposal Unit, Sharps | 1 | VV | A container for collecting and transporting syringes and other sharps for decontamination and disposal. Available in 2 gallon and 8 gallon with locking rotor. Complies with OSHA regulations for handling sharps.
CS010 | Sink, SS, Single Compartment, 7.5x12x12 ID | 1 | CC | Single compartment stainless steel sink, drop-in, self-rimming, ledge-type, connected with a drain and provided with a mixing faucet. It shall also be provided with pre-punched fixture holes on 4" center, integral back ledge to accommodate deck-mounted fixtures, brushed/polished interior and top surfaces, and sound deadened. Recommended for use in suspended or U/C/B sink cabinets having a high plastic laminate or Chemsurf laminate countertop/work surface. For general purpose use throughout the facility.
CT020 | Countertop, Solid Surface | 1 | CC | A solid, nonporous countertop with a smooth seamless appearance. Easy to clean and maintain and with proper cleaning does not support the growth of mold. An acrylic-based solid surface product. Standard thickness of 1", and a 4" butt backsplash/curb. Also referred to as a work surface or work top. Available in a choice of colors and depths. Used in lab and other hospital areas requiring optimum physical and chemical resisting properties.
F2000 | Basket, Wastepaper, Fire Resistant | 1 | VV | Wastepaper basket, fire resistant, approximately 40 quart capacity. This unit is used to collect and temporarily store small quantities of paper refuse in patient rooms, administrative areas and nursing stations. Size and shape varies depending on the application and manufacturer selected.
M1801 | Computer, Microprocessing, w/Flat Panel Monitor | 1 | VV | Desk top microprocessing computer. The unit shall consist of a central processing mini tower, flat panel monitor, keyboard, mouse and speakers. The system shall have the following minimum characteristics: a 2.8 GHz Pentium processor; 512 MB memory; 80GB hard drive; 32/48x CD-ROMDVD combo; 1.44MB network interface card; video 32 MB NVIDIA; a 18 inch flat panel monitor. The computer is used throughout the facility to input, manipulate and retrieve information.
M1803 | Workstation, Computer, Wall Mounted, Adjustable | 1 | VV | A wall mounted computer workstation with height adjustable monitor and keyboard arms. Keyboard and monitor can be stored within 8" to 10" of wall. Fingertip adjustability for keyboard and monitor enable frequent position changes. Unit contains an integrated cable management system to hide wires. A separate wall-mounted CPU holder is included.
M3150 | Distribution System, Medication, Automatic | 1 | VV | An automated dispensing system that provides controlled dispensing, inventory and security. Size and cost will vary dependent on number of modules selected.
R6200 | Refrigerator, U/C or F/S, 5 Cu Ft | 1 | VV | Utility refrigerator approximately 35" H x 24" W x 26" D. The unit has a two tray ice cube cooling system. The refrigerator fits standard architectural dimensions for undercounter installation. The unit is perfect for use in nurses' station, wards, and laboratories, pharmacies or wherever space is limited.
14 - RCA01 - Alcove, AED | 14 - RCA01 - Alcove, AED | 14 - RCA01 - Alcove, AED | 14 - RCA01 - Alcove, AED | 14 - RCA01 - Alcove, AED
JSN | NAME | QTY | ACQ | DESCRIPTION
M7660 | Defibrillator/Monitor/Recorder, Portable | 1 | VV | Portable defibrillator-monitor-recorder. Integral unit system operable from self-contained rechargeable batteries. ECG may be viewed through paddles or patient cable. Options include external pacing and 12-Lead.
15 - WRTM1 - Teamwork Area | 15 - WRTM1 - Teamwork Area | 15 - WRTM1 - Teamwork Area | 15 - WRTM1 - Teamwork Area | 15 - WRTM1 - Teamwork Area
JSN | NAME | QTY | ACQ | DESCRIPTION
A1010 | Telecommunication Outlet | 4 | CC | Telecommunication outlet location.
A1015 | Telephone, Desk, Multiple Line | 2 | VV | Telephone, desk, multiple line.
E0123 | Workstation, Straight, Free Standing, 72" W | 4 | VV | This JSN will provide a whole work station typical to quickly plan work in areas in clinical or administrative spaces. There will be a price decrease if typical work stations are used with vertical hanging strips instead of panels. THIS TYPICAL INCLUDES: 4 Standard Solid Panels 2 Panel Connectors, 2-Way Corner 1 Panel-to-Panel Connector 2 Finished End Hardware 1 Cantilevered, Work Surface 2 Lockable Flipper Units 2 Shelf, Storage/Displays 2 Lights 1 Tack board 1 Tool Rail 1 Paper Tray 1 Diagonal Tray 1 Adjustable Keyboard Tray 1 Mobile Pedestal, Box/File
F0275 | Chair, Swivel, High Back | 4 | VV | Highback contemporary swivel chair, 41" high X 23" wide X 23" deep with five (5) caster swivel base and arms. Chair may be used at desks or in conference rooms. Back and seat are foam padded and upholstered with either woven textile fabric or vinyl.
F0420 | Cabinet, Filing, Lateral, Half Height | 2 | VV | Half height two (2) or three (3) drawer lateral filing cabinet, 28" high X 42" wide X 18" deep with recessed handles, locking device and drawer label holders. Drawers are adaptable to either letter or legal size materials.
F2000 | Basket, Wastepaper, Fire Resistant | 4 | VV | Wastepaper basket, fire resistant, approximately 40 quart capacity. This unit is used to collect and temporarily store small quantities of paper refuse in patient rooms, administrative areas and nursing stations. Size and shape varies depending on the application and manufacturer selected.
F3200 | Clock, Battery, 12" Diameter | 1 | VV | Clock, 12" diameter. Round surface, easy to read numbers with sweep second hand. Wall mounted unit for use when impractical to install a fully synchronized clock system. Battery operated, (batteries not included).
M1801 | Computer, Microprocessing, w/Flat Panel Monitor | 4 | VV | Desk top microprocessing computer. The unit shall consist of a central processing mini tower, flat panel monitor, keyboard, mouse and speakers. The system shall have the following minimum characteristics: a 2.8 GHz Pentium processor; 512 MB memory; 80GB hard drive; 32/48x CD-ROMDVD combo; 1.44MB network interface card; video 32 MB NVIDIA; a 18 inch flat panel monitor. The computer is used throughout the facility to input, manipulate and retrieve information.
16 - OFA07 - Workstation, Extended Team | 16 - OFA07 - Workstation, Extended Team | 16 - OFA07 - Workstation, Extended Team | 16 - OFA07 - Workstation, Extended Team | 16 - OFA07 - Workstation, Extended Team
JSN | NAME | QTY | ACQ | DESCRIPTION
A1010 | Telecommunication Outlet | 2 | CC | Telecommunication outlet location.
A1015 | Telephone, Desk, Multiple Line | 1 | VV | Telephone, desk, multiple line.
E0123 | Workstation, Straight, Free Standing, 72" W | 1 | VV | This JSN will provide a whole work station typical to quickly plan work in areas in clinical or administrative spaces. There will be a price decrease if typical work stations are used with vertical hanging strips instead of panels. THIS TYPICAL INCLUDES: 4 Standard Solid Panels 2 Panel Connectors, 2-Way Corner 1 Panel-to-Panel Connector 2 Finished End Hardware 1 Cantilevered, Work Surface 2 Lockable Flipper Units 2 Shelf, Storage/Displays 2 Lights 1 Tack board 1 Tool Rail 1 Paper Tray 1 Diagonal Tray 1 Adjustable Keyboard Tray 1 Mobile Pedestal, Box/File
F0275 | Chair, Swivel, High Back | 1 | VV | Highback contemporary swivel chair, 41" high X 23" wide X 23" deep with five (5) caster swivel base and arms. Chair may be used at desks or in conference rooms. Back and seat are foam padded and upholstered with either woven textile fabric or vinyl.
F0420 | Cabinet, Filing, Lateral, Half Height | 1 | VV | Half height two (2) or three (3) drawer lateral filing cabinet, 28" high X 42" wide X 18" deep with recessed handles, locking device and drawer label holders. Drawers are adaptable to either letter or legal size materials.
F2000 | Basket, Wastepaper, Fire Resistant | 1 | VV | Wastepaper basket, fire resistant, approximately 40 quart capacity. This unit is used to collect and temporarily store small quantities of paper refuse in patient rooms, administrative areas and nursing stations. Size and shape varies depending on the application and manufacturer selected.
M1801 | Computer, Microprocessing, w/Flat Panel Monitor | 1 | VV | Desk top microprocessing computer. The unit shall consist of a central processing mini tower, flat panel monitor, keyboard, mouse and speakers. The system shall have the following minimum characteristics: a 2.8 GHz Pentium processor; 512 MB memory; 80GB hard drive; 32/48x CD-ROMDVD combo; 1.44MB network interface card; video 32 MB NVIDIA; a 18 inch flat panel monitor. The computer is used throughout the facility to input, manipulate and retrieve information.
17 - WKTM3 - Workroom, Patient Aligned Care Team (PACT) | 17 - WKTM3 - Workroom, Patient Aligned Care Team (PACT) | 17 - WKTM3 - Workroom, Patient Aligned Care Team (PACT) | 17 - WKTM3 - Workroom, Patient Aligned Care Team (PACT) | 17 - WKTM3 - Workroom, Patient Aligned Care Team (PACT)
JSN | NAME | QTY | ACQ | DESCRIPTION
A1010 | Telecommunication Outlet | 2 | CC | Telecommunication outlet location.
A1011 | Telephone, Desk, 1 Line | 1 | VV | Telephone, desk, 1 line.
A6046 | Artwork, Decorative, With Frame | 1 | VV | This JSN is to be used for determining and defining location of decorative artwork.
E0120 | Workstation, Straight, Free Standing, 60" W | 2 | VV | This JSN will provide a whole work station typical to quickly plan work areas in clinical or administrative spaces. There will be a price decrease if typical work stations are used with vertical hanging strips instead of panels. THIS TYPICAL INCLUDES: 3 Standard Solid Panels 1 Panel - to Panel Connector 1 Panel Connector, 2-Way Corner 2 Finished End Hardware 1 Cantilevered, Work Surface 2 Lockable Flipper Units 2 Lights 1 Tack board 1 Tool Rail 1 Paper Tray 1 Diagonal Tray 1 Adjustable Keyboard Tray 1 Mobile Pedestal, Box/File 1 Support Panel
F0275 | Chair, Swivel, High Back | 2 | VV | Highback contemporary swivel chair, 41" high X 23" wide X 23" deep with five (5) caster swivel base and arms. Chair may be used at desks or in conference rooms. Back and seat are foam padded and upholstered with either woven textile fabric or vinyl.
F0420 | Cabinet, Filing, Lateral, Half Height | 1 | VV | Half height two (2) or three (3) drawer lateral filing cabinet, 28" high X 42" wide X 18" deep with recessed handles, locking device and drawer label holders. Drawers are adaptable to either letter or legal size materials.
F2000 | Basket, Wastepaper, Fire Resistant | 1 | VV | Wastepaper basket, fire resistant, approximately 40 quart capacity. This unit is used to collect and temporarily store small quantities of paper refuse in patient rooms, administrative areas and nursing stations. Size and shape varies depending on the application and manufacturer selected.
F3200 | Clock, Battery, 12" Diameter | 1 | VV | Clock, 12" diameter. Round surface, easy to read numbers with sweep second hand. Wall mounted unit for use when impractical to install a fully synchronized clock system. Battery operated, (batteries not included).
M1801 | Computer, Microprocessing, w/Flat Panel Monitor | 2 | VV | Desk top microprocessing computer. The unit shall consist of a central processing mini tower, flat panel monitor, keyboard, mouse and speakers. The system shall have the following minimum characteristics: a 2.8 GHz Pentium processor; 512 MB memory; 80GB hard drive; 32/48x CD-ROMDVD combo; 1.44MB network interface card; video 32 MB NVIDIA; a 18 inch flat panel monitor. The computer is used throughout the facility to input, manipulate and retrieve information.
18 - CFR01 - Training Room, Staff | 18 - CFR01 - Training Room, Staff | 18 - CFR01 - Training Room, Staff | 18 - CFR01 - Training Room, Staff | 18 - CFR01 - Training Room, Staff
JSN | NAME | QTY | ACQ | DESCRIPTION
A1020 | Telephone, Conferencing System | 1 | VV | A tabletop telephone conferencing system typically found in a conference room. Features and accessories include 12-key telephone keypad, multiple conferencing navigation keys, console microphones, dynamic noise reduction, LCD display, caller ID and console loudspeaker.
A5212 | Bracket, Television, Wall-Mounted, Tilt/Angle | 1 | VV | A wall mounted, tilt/angled TV bracket for 37" to 80" TVs. Mount will be a universal and VESA compliant unit with a load capacity of up to 130 lbs.
A5220 | Bracket, Television, Wall Backing | 1 | CC | Wall mounted television bracket backing which provides additional support and strength for the installation of the television bracket. Option available for interior or exterior plate and sized for 12â€ 16â€ or 24â€ stud spacing.
F0220 | Chair, Conference | 8 | VV | Conference chair designed to complement the executive furniture package selected. Foam rubber cushioned seats and backs covered with either woven fabric or vinyl. Base with 5 (five) swivel casters.
F0700 | Table, Computer, Medium Size | 1 | VV | Medium sized computer table, approximately 35" high x 48" wide x 30" deep with enough surface for a CPU, monitor, keyboard and (optional) printer.
F0765 | Table, Folding / Nesting | 4 | VV | Folding table intended for a variety of uses. Designed with a flip top that allows tables to store nested to minimize needed storage space. Available in multiple laminate finish colors/patterns, bases, surface shapes (description and pricing based on a rectangle shape) and edge finish, . Available with leveling glides or casters (2 locking, 2 non-locking).
F2000 | Basket, Wastepaper, Fire Resistant | 1 | VV | Wastepaper basket, fire resistant, approximately 40 quart capacity. This unit is used to collect and temporarily store small quantities of paper refuse in patient rooms, administrative areas and nursing stations. Size and shape varies depending on the application and manufacturer selected.
F3200 | Clock, Battery, 12" Diameter | 1 | VV | Clock, 12" diameter. Round surface, easy to read numbers with sweep second hand. Wall mounted unit for use when impractical to install a fully synchronized clock system. Battery operated, (batteries not included).
M0507 | Video Teleconferencing System | 1 | VV | Shall be a video conferencing unit consisting of a camera, microphone, video/audio compression components, a component cart and a 32 inch monitor. It shall provide live audio-visual conferencing capabilities to dispersed geographic sites.
M0512 | Television, HDTV, Large Screen, 60" | 1 | VV | A high definition (HDTV) multimedia, slim design, 60"W to 65"W color television. The TV will have a 16.9 wide screen aspect ratio with full HD 1080p resolution and HDMI connections. TV may be LED, Plasma or LCD. TV will include a stand.
M1801 | Computer, Microprocessing, w/Flat Panel Monitor | 1 | VV | Desk top microprocessing computer. The unit shall consist of a central processing mini tower, flat panel monitor, keyboard, mouse and speakers. The system shall have the following minimum characteristics: a 2.8 GHz Pentium processor; 512 MB memory; 80GB hard drive; 32/48x CD-ROMDVD combo; 1.44MB network interface card; video 32 MB NVIDIA; a 18 inch flat panel monitor. The computer is used throughout the facility to input, manipulate and retrieve information.
19 - OFA07 - Workstation, Administrative | 19 - OFA07 - Workstation, Administrative | 19 - OFA07 - Workstation, Administrative | 19 - OFA07 - Workstation, Administrative | 19 - OFA07 - Workstation, Administrative
JSN | NAME | QTY | ACQ | DESCRIPTION
A1010 | Telecommunication Outlet | 2 | CC | Telecommunication outlet location.
A1015 | Telephone, Desk, Multiple Line | 1 | VV | Telephone, desk, multiple line.
E0123 | Workstation, Straight, Free Standing, 72" W | 1 | VV | This JSN will provide a whole work station typical to quickly plan work in areas in clinical or administrative spaces. There will be a price decrease if typical work stations are used with vertical hanging strips instead of panels. THIS TYPICAL INCLUDES: 4 Standard Solid Panels 2 Panel Connectors, 2-Way Corner 1 Panel-to-Panel Connector 2 Finished End Hardware 1 Cantilevered, Work Surface 2 Lockable Flipper Units 2 Shelf, Storage/Displays 2 Lights 1 Tack board 1 Tool Rail 1 Paper Tray 1 Diagonal Tray 1 Adjustable Keyboard Tray 1 Mobile Pedestal, Box/File
F0275 | Chair, Swivel, High Back | 1 | VV | Highback contemporary swivel chair, 41" high X 23" wide X 23" deep with five (5) caster swivel base and arms. Chair may be used at desks or in conference rooms. Back and seat are foam padded and upholstered with either woven textile fabric or vinyl.
F0420 | Cabinet, Filing, Lateral, Half Height | 1 | VV | Half height two (2) or three (3) drawer lateral filing cabinet, 28" high X 42" wide X 18" deep with recessed handles, locking device and drawer label holders. Drawers are adaptable to either letter or legal size materials.
F2000 | Basket, Wastepaper, Fire Resistant | 1 | VV | Wastepaper basket, fire resistant, approximately 40 quart capacity. This unit is used to collect and temporarily store small quantities of paper refuse in patient rooms, administrative areas and nursing stations. Size and shape varies depending on the application and manufacturer selected.
M1801 | Computer, Microprocessing, w/Flat Panel Monitor | 1 | VV | Desk top microprocessing computer. The unit shall consist of a central processing mini tower, flat panel monitor, keyboard, mouse and speakers. The system shall have the following minimum characteristics: a 2.8 GHz Pentium processor; 512 MB memory; 80GB hard drive; 32/48x CD-ROMDVD combo; 1.44MB network interface card; video 32 MB NVIDIA; a 18 inch flat panel monitor. The computer is used throughout the facility to input, manipulate and retrieve information.
20 - CFR01 - Conference Room | 20 - CFR01 - Conference Room | 20 - CFR01 - Conference Room | 20 - CFR01 - Conference Room | 20 - CFR01 - Conference Room
JSN | NAME | QTY | ACQ | DESCRIPTION
A1020 | Telephone, Conferencing System | 1 | VV | A tabletop telephone conferencing system typically found in a conference room. Features and accessories include 12-key telephone keypad, multiple conferencing navigation keys, console microphones, dynamic noise reduction, LCD display, caller ID and console loudspeaker.
A5212 | Bracket, Television, Wall-Mounted, Tilt/Angle | 1 | VV | A wall mounted, tilt/angled TV bracket for 37" to 80" TVs. Mount will be a universal and VESA compliant unit with a load capacity of up to 130 lbs.
A5220 | Bracket, Television, Wall Backing | 1 | CC | Wall mounted television bracket backing which provides additional support and strength for the installation of the television bracket. Option available for interior or exterior plate and sized for 12â€ 16â€ or 24â€ stud spacing.
F0220 | Chair, Conference | 8 | VV | Conference chair designed to complement the executive furniture package selected. Foam rubber cushioned seats and backs covered with either woven fabric or vinyl. Base with 5 (five) swivel casters.
F0700 | Table, Computer, Medium Size | 1 | VV | Medium sized computer table, approximately 35" high x 48" wide x 30" deep with enough surface for a CPU, monitor, keyboard and (optional) printer.
F0765 | Table, Folding / Nesting | 4 | VV | Folding table intended for a variety of uses. Designed with a flip top that allows tables to store nested to minimize needed storage space. Available in multiple laminate finish colors/patterns, bases, surface shapes (description and pricing based on a rectangle shape) and edge finish, . Available with leveling glides or casters (2 locking, 2 non-locking).
F2000 | Basket, Wastepaper, Fire Resistant | 1 | VV | Wastepaper basket, fire resistant, approximately 40 quart capacity. This unit is used to collect and temporarily store small quantities of paper refuse in patient rooms, administrative areas and nursing stations. Size and shape varies depending on the application and manufacturer selected.
F3200 | Clock, Battery, 12" Diameter | 1 | VV | Clock, 12" diameter. Round surface, easy to read numbers with sweep second hand. Wall mounted unit for use when impractical to install a fully synchronized clock system. Battery operated, (batteries not included).
M0507 | Video Teleconferencing System | 1 | VV | Shall be a video conferencing unit consisting of a camera, microphone, video/audio compression components, a component cart and a 32 inch monitor. It shall provide live audio-visual conferencing capabilities to dispersed geographic sites.
M0512 | Television, HDTV, Large Screen, 60" | 1 | VV | A high definition (HDTV) multimedia, slim design, 60"W to 65"W color television. The TV will have a 16.9 wide screen aspect ratio with full HD 1080p resolution and HDMI connections. TV may be LED, Plasma or LCD. TV will include a stand.
M1801 | Computer, Microprocessing, w/Flat Panel Monitor | 1 | VV | Desk top microprocessing computer. The unit shall consist of a central processing mini tower, flat panel monitor, keyboard, mouse and speakers. The system shall have the following minimum characteristics: a 2.8 GHz Pentium processor; 512 MB memory; 80GB hard drive; 32/48x CD-ROMDVD combo; 1.44MB network interface card; video 32 MB NVIDIA; a 18 inch flat panel monitor. The computer is used throughout the facility to input, manipulate and retrieve information.
21 - UCCL1 - Utility Room, Clean | 21 - UCCL1 - Utility Room, Clean | 21 - UCCL1 - Utility Room, Clean | 21 - UCCL1 - Utility Room, Clean | 21 - UCCL1 - Utility Room, Clean
JSN | NAME | QTY | ACQ | DESCRIPTION
A1010 | Telecommunication Outlet | 1 | CC | Telecommunication outlet location.
E0903 | Locker, Supply, w/Shelves, Wall Mtd, 23"W x 20"D | 2 | VV | THIS TYPICAL INCLUDES: 1 Wall Mounted Rail 1 Supply Locker 1 Drawer, 9"H 4 Tray/Shelves Drawer Organizers Consider the need for an E0921 to transport the locker from place to place.
E0906 | Locker, Supply, General, Wall Mtd, 23"W x 20"D | 2 | VV | THIS TYPICAL INCLUDES: 1 Wall Mounted Rail 1 Locked Storage Container 2 Tray/Shelves 1 Drawer, 3"H 3 Drawers, 6"H 2 Drawers, 9"H 1 Tray/Shelf Divider Drawer Organizer Bins Consider the need for an E0921 to transport the locker from place to place.
E0912 | Locker, Supply, Med Surg, Wall Mtd | 2 | VV | Medical/Surgical Supply locker, Wall Mounted, approximately 23"W x 20"D. THIS TYPICAL INCLUDES: 1 Wall Mounted Rail 1 Locked Storage Container 4 Tray/Shelves 5 Drawers, 3"H 2 Drawers, 6"H 2 Tray/Shelf Dividers Drawer Organizer Bins Consider the need for an E0921 to transport the locker from place to place.
E1500 | Rail, MOD, W/MNTD, HX144XD | 1 | VV | Wall mounted rail used for hanging (mounting) lockers, shelves and drawers on a wall.
F2000 | Basket, Wastepaper, Fire Resistant | 1 | VV | Wastepaper basket, fire resistant, approximately 40 quart capacity. This unit is used to collect and temporarily store small quantities of paper refuse in patient rooms, administrative areas and nursing stations. Size and shape varies depending on the application and manufacturer selected.
22 - SRE01 - Storage, Medical Equipment | 22 - SRE01 - Storage, Medical Equipment | 22 - SRE01 - Storage, Medical Equipment | 22 - SRE01 - Storage, Medical Equipment | 22 - SRE01 - Storage, Medical Equipment
JSN | NAME | QTY | ACQ | DESCRIPTION
A1010 | Telecommunication Outlet | 1 | CC | Telecommunication outlet location.
M2055 | Shelving, Storage, Wire, CRS, w/Adjustable Shelves | 4 | VV | Stationary, wire, shelving unit. Unit has fully adjustable shelves constructed of stainless steel. For use in general purpose storage areas. Shelving is provided in various sizes and configurations. Price provided is for a unit approximately 74"H x 18"D x 48"W with four shelves.
23 - SL001 - Lounge, Staff | 23 - SL001 - Lounge, Staff | 23 - SL001 - Lounge, Staff | 23 - SL001 - Lounge, Staff | 23 - SL001 - Lounge, Staff
JSN | NAME | QTY | ACQ | DESCRIPTION
A1010 | Telecommunication Outlet | 1 | CC | Telecommunication outlet location.
A1012 | Telephone, Wall Mounted, 1 Line | 1 | VV | Telephone, wall mounted, 1 line.
A1080 | Mirror, Posture, Wall Mounted | 1 | CC | Wall mounted posture mirror. Consists of a 1/4" plate glass in a sturdy corrosion resistant frame with water proof back. For educational and therapy programs.
A5075 | Dispenser, Soap, Disposable | 1 | VV | Disposable soap dispenser. One-handed dispensing operation. Designed to accommodate disposable soap cartridge and valve.
A5080 | Dispenser, Paper Towel, SS, Surface Mounted | 1 | CC | A surface mounted, satin finish stainless steel, single-fold, paper towel dispenser. Dispenser features: tumbler lock; front hinged at bottom; and refill indicator slot. Minimum capacity 400 single-fold paper towels. For general purpose use throughout the facility.
A5145 | Hook, Garment, Double, SS, Surface Mounted | 1 | CC | A surface mounted, satin finish stainless steel, double garment hook. Equipped with a concealed mounting bracket that is secured to a concealed wall plate. For general purpose use throughout the facility to hang various items of apparel.
A5210 | Bracket, Television, Wall Mounted, w/Adjust Arm | 1 | VV | Wall mounted television bracket with adjustable arm. Consists of movable arm with minimum 120 degree swivel. Designed for holding wall mounted, flat panel television units in patient rooms.
A5220 | Bracket, Television, Wall Backing | 1 | CC | Wall mounted television bracket backing which provides additional support and strength for the installation of the television bracket. Option available for interior or exterior plate and sized for 12â€ 16â€ or 24â€ stud spacing.
C02C0 | Cabinet, U/C/B, 1 Shelf, 1 Drawer, 1 DO, 36x24x22 | 1 | CC | Standing height under counter base cabinet with an adjustable shelf and a full width drawer above a solid right or left-hinged door (appropriate door hinge configuration to be indicated on equipment elevation drawings). Also referred to as a combination cabinet or a drawer and cupboard cabinet. For general purpose use throughout the facility.
C02D0 | Cabinet, U/C/B, 4 Drawer, 36x24x22 | 1 | CC | Standing height under counter base cabinet with four full width drawers of equal height. Also referred to as a drawer cabinet. For general purpose use throughout the facility.
C04P0 | Cabinet, Sink, U/C/B, 2 Door, 36x36x22 | 1 | CC | Standing height under counter base sink cabinet with solid hinged doors. Also referred to as a double-door sink cabinet. For general purpose use throughout the facility where a sink is to be used. Coordinate actual clear cabinet dimension with the actual outside dimension of sink that is specified to ensure that they are compatible.
CB020 | Cabinet, W/H, 2 Shelf, 1 DO, Sloping Top, 38x24x13 | 2 | CC | Wall hung cabinet with two adjustable shelves, solid right or left-hinged door (appropriate door hinge configuration to be indicated on equipment elevation drawings), and sloping top. Also referred to as a solid hinged single door case. For general purpose use throughout the facility.
CS010 | Sink, SS, Single Compartment, 7.5x12x12 ID | 1 | CC | Single compartment stainless steel sink, drop-in, self-rimming, ledge-type, connected with a drain and provided with a mixing faucet. It shall also be provided with pre-punched fixture holes on 4" center, integral back ledge to accommodate deck-mounted fixtures, brushed/polished interior and top surfaces, and sound deadened. Recommended for use in suspended or U/C/B sink cabinets having a high plastic laminate or Chemsurf laminate countertop/work surface. For general purpose use throughout the facility.
CT020 | Countertop, Solid Surface | 7 | CC | A solid, nonporous countertop with a smooth seamless appearance. Easy to clean and maintain and with proper cleaning does not support the growth of mold. An acrylic-based solid surface product. Standard thickness of 1", and a 4" butt backsplash/curb. Also referred to as a work surface or work top. Available in a choice of colors and depths. Used in lab and other hospital areas requiring optimum physical and chemical resisting properties.
F0225 | Chair, Dining Room | 4 | VV | Dining room chair with glides. Chair has straight legs with cushioned cloth or vinyl seat.
F0795 | Table, Dining | 1 | VV | Dining table. Round 42" diameter or square 42" X 42". Used in dining facilities and can comfortably seat up to four (4) persons.
F2015 | Basket, Wastepaper, Metal/Plastic,2 Swinging Doors | 1 | VV | Metal receptacle for soiled / used towels or waste. Equipped with a removable tapered top with two independently operating self-closing, spring hinged doors. Used in public facilities for the collection and temporary storage of refuse.
F3065 | Whiteboard/Bulletin Board, Combination | 1 | VV | A combination whiteboard and bulletin board, half LCS and half cork. Available with either aluminum or wood frame. It can be used in patient rooms or in any appropriate space in the facility.
F3200 | Clock, Battery, 12" Diameter | 1 | VV | Clock, 12" diameter. Round surface, easy to read numbers with sweep second hand. Wall mounted unit for use when impractical to install a fully synchronized clock system. Battery operated, (batteries not included).
K1552 | Brewer, Coffee, Auto, Elect, 3 Burner, Front/Back | 1 | VV | Space saving front to back automatic coffee maker. This unit includes a heating tank, connection for a cold water supply, decanter service with three burners, funnel and a water flow controller. The unit is used for semi-automatic coffee brewing in cafeterias and commercial institutions. The unit automatically shuts off the water flow when enough has passed through to fill the pot. The unit is normally provided plumbed with a hot water faucet to the side for making other hot drinks (tea, cider, cocoa, etc.). The database height dimension does not include the clearance for coffee decanters warming on the upper burners.
K4665 | Oven, Microwave, Consumer | 1 | VV | Counter mounted microwave oven for average duty use. The exterior cabinet can be metal or heavy duty impact resistant plastic. The oven delivers instant energy for rapid heating, defrosting or prime cooking. The oven has touch pad controls, digital timer, power level selector and preprogrammed selectors for commonly cooked items. This oven is commonly found in staff lounges.
M0515 | Television, HD, 40" Class | 1 | VV | High definition (HDTV) multimedia flat panel LED 40" class display television. The TV will have a 16:9 wide screen aspect ratio, minimum of 1920 x 1080 display resolution, digital tuner, minimum refresh rate of 60Hz, minimum of two HDMI ports and 1 USB port ENERGY STAR certified.
R7250 | Refrigerator/Freezer, 20 Cubic Feet | 1 | VV | Refrigerator/freezer unit. This type unit includes a food saver system that helps keep food fresher. It also includes roll out wheels and is equipped for an optional automatic icemaker. This unit is of commercial or residential design and use.
24 - LR001 - Locker, Staff Personal Property | 24 - LR001 - Locker, Staff Personal Property | 24 - LR001 - Locker, Staff Personal Property | 24 - LR001 - Locker, Staff Personal Property | 24 - LR001 - Locker, Staff Personal Property
JSN | NAME | QTY | ACQ | DESCRIPTION
A1030 | Locker, 2 Person, Over/Under | 12 | VV | Two person locker, double tier, 72Hx12Wx18D. This unit includes hooks for coats and hats. Door equipped with safety guard handles. Designed for storage of coats, hats, and other personal belongings. Other width and depths are available.
A1080 | Mirror, Posture, Wall Mounted | 1 | CC | Wall mounted posture mirror. Consists of a 1/4" plate glass in a sturdy corrosion resistant frame with water proof back. For educational and therapy programs.
25 - TNPG1 - Toilet, Staff | 25 - TNPG1 - Toilet, Staff | 25 - TNPG1 - Toilet, Staff | 25 - TNPG1 - Toilet, Staff | 25 - TNPG1 - Toilet, Staff
JSN | NAME | QTY | ACQ | DESCRIPTION
A1067 | Mirror, Float Glass, ADA Accessible | 1 | CC | A high quality 1/4" polished float glass mirror with a stainless steel frame. Frame holds mirror in a tilted position for accessibility and compliance with ADA requirements. Mirror has a galvanized steel back secured to frame with concealed screws with integral horizontal hanging brackets. Mirror shall be approximately 18" wide and 36" high. Other sizes are available.
A5075 | Dispenser, Soap, Disposable | 1 | VV | Disposable soap dispenser. One-handed dispensing operation. Designed to accommodate disposable soap cartridge and valve.
A5082 | Dispenser, Paper Towel, Sensor, Hands Free | 1 | CC | A surface mounted, sensor activated, automatic, roll paper towel dispenser. The unit dispenses a paper towel automatically only when hands are place in position below the dispenser for maximum sanitation and hygiene. May include adjustable settings for sheet length, time delay, and sensor range. Unit is battery operated or with optional AC power adapter.
A5090 | Disposal, Sanitary Napkin, SS, Surface Mounted | 1 | CC | A surface mounted, satin finish stainless steel, sanitary napkin disposal. Disposal features a flip-up cover, secured to the container by a heavy duty stainless steel piano-hinge. Disposal may be secured to wall or toilet partition. For general purpose use in female toilet stalls or rooms and uni-sex toilet rooms.
A5109 | Grab Bar, ABA Compliant, SS, 2-Wall, W/C Accessible | 1 | CC | 2-wall toilet stall/room grab bar with concealed mounting flanges and a satin finish stainless steel peened gripping surface.. Snap over flanges are provided to conceal mounting screws. A selection of mounting kits and concealed anchor devices are available from the manufacturers for different types of installations. Grab bar shall comply with all barrier-free accessibility guidelines for design, sizing, positioning, installation, and structural strength. For typical water closet applications in toilet stalls and rooms where Architectural Barriers Act grab bar requirements must be met.
A5145 | Hook, Garment, Double, SS, Surface Mounted | 1 | CC | A surface mounted, satin finish stainless steel, double garment hook. Equipped with a concealed mounting bracket that is secured to a concealed wall plate. For general purpose use throughout the facility to hang various items of apparel.
A5200 | Dispenser, Toilet Tissue, SS, 2-Roll, Surface Mntd | 1 | CC | A concealed surface mounted, double roll, satin finish stainless steel, toilet tissue dispenser. Unit accommodates two standard-core toilet tissue rolls through 5" in diameter. Spindles are chrome plated plastic with a heavy-duty internal spring and turn freely for non-controlled delivery. For general purpose use in restrooms.
F2010 | Basket, Wastepaper, Step-On | 1 | VV | "Step-on" wastepaper basket with inner liner and foot petal activated flip top.
P3200 | Lavatory, Vitreous China, Slab Type w/Sens Op Fauc | 1 | CC | Wall mounted, slab type, vitreous china, lavatory (approximately 7 x 15 x 10 inches) with faucet holes on 4 inch centers; electronic sensor operated, goose neck spout and grid strainer. It shall be suitable for use in clinics, offices and patient care areas.
P9050 | Toilet, Wall Hung, Siphon Jet | 1 | CC | Siphon jet water closet/ toilet. This unit is wall hung with an elongated bowl, top spud flushometer, seat with open front and check hinge, and carrier. Used in restrooms throughout the health care facility.
3 - PATIENT ALIGNED CARE TEAM (PACT) CLINIC 2 | 3 - PATIENT ALIGNED CARE TEAM (PACT) CLINIC 2 | 3 - PATIENT ALIGNED CARE TEAM (PACT) CLINIC 2 | 3 - PATIENT ALIGNED CARE TEAM (PACT) CLINIC 2 | 3 - PATIENT ALIGNED CARE TEAM (PACT) CLINIC 2
1 - PEHW2 - Alcove, Height / Weight Accessible Station | 1 - PEHW2 - Alcove, Height / Weight Accessible Station | 1 - PEHW2 - Alcove, Height / Weight Accessible Station | 1 - PEHW2 - Alcove, Height / Weight Accessible Station | 1 - PEHW2 - Alcove, Height / Weight Accessible Station
JSN | NAME | QTY | ACQ | DESCRIPTION
M4045 | Scale, Wheelchair, Portable, 1000 lb Capacity | 1 | VV | A battery operated, portable, digital wheelchair scale. This item is designed to accommodate extra-wide wheelchairs for weighing bariatric patients and also can be used for walk-ons. The scale can store the weight of the chair. The digital display unit can be scale mounted or mounted on a wall. An optional AC adapter is available. Designed for a gross 1000 lbs. capacity.
2 - OFDC2 - Consult Room, Patient Aligned Care Team (PACT) | 2 - OFDC2 - Consult Room, Patient Aligned Care Team (PACT) | 2 - OFDC2 - Consult Room, Patient Aligned Care Team (PACT) | 2 - OFDC2 - Consult Room, Patient Aligned Care Team (PACT) | 2 - OFDC2 - Consult Room, Patient Aligned Care Team (PACT)
JSN | NAME | QTY | ACQ | DESCRIPTION
A1010 | Telecommunication Outlet | 2 | CC | Telecommunication outlet location.
A1015 | Telephone, Desk, Multiple Line | 1 | VV | Telephone, desk, multiple line.
A5075 | Dispenser, Soap, Disposable | 1 | VV | Disposable soap dispenser. One-handed dispensing operation. Designed to accommodate disposable soap cartridge and valve.
A5080 | Dispenser, Paper Towel, SS, Surface Mounted | 1 | CC | A surface mounted, satin finish stainless steel, single-fold, paper towel dispenser. Dispenser features: tumbler lock; front hinged at bottom; and refill indicator slot. Minimum capacity 400 single-fold paper towels. For general purpose use throughout the facility.
A5145 | Hook, Garment, Double, SS, Surface Mounted | 1 | CC | A surface mounted, satin finish stainless steel, double garment hook. Equipped with a concealed mounting bracket that is secured to a concealed wall plate. For general purpose use throughout the facility to hang various items of apparel.
CD040 | Cabinet, W/H, 2 Shelf, 2 DO, Sloping Top, 38x36x13 | 1 | CC | Wall hung cabinet with two adjustable shelves, solid hinged doors, and sloping top. Also referred to as a solid hinged double door wall case. For general purpose use throughout the facility.
CS010 | Sink, SS, Single Compartment, 7.5x12x12 ID | 1 | CC | Single compartment stainless steel sink, drop-in, self-rimming, ledge-type, connected with a drain and provided with a mixing faucet. It shall also be provided with pre-punched fixture holes on 4" center, integral back ledge to accommodate deck-mounted fixtures, brushed/polished interior and top surfaces, and sound deadened. Recommended for use in suspended or U/C/B sink cabinets having a high plastic laminate or Chemsurf laminate countertop/work surface. For general purpose use throughout the facility.
CT020 | Countertop, Solid Surface | 1 | CC | A solid, nonporous countertop with a smooth seamless appearance. Easy to clean and maintain and with proper cleaning does not support the growth of mold. An acrylic-based solid surface product. Standard thickness of 1", and a 4" butt backsplash/curb. Also referred to as a work surface or work top. Available in a choice of colors and depths. Used in lab and other hospital areas requiring optimum physical and chemical resisting properties.
F0205 | Chair, Side With Arms | 3 | VV | Upholstered side chair, 32" high X 21" wide X 23" deep with arms, padded seats and padded backs. Seat height is a minimum of 17". Available with or without sled base.
F0340 | Stool, Self Adjusting | 1 | VV | Self adjusting stool. Consists of a foam padded upholstered seat with attached foot rest for added comfort. Mounted on swivel casters. Designed for doctor's use during examinations.
F0740 | Table, Occasional, Lamp | 1 | VV | Occasional lamp table (end table) approximately 20" high X 27" wide X 27" deep with choice of finishes (wood, oak veneer, or high pressure laminate).
F2000 | Basket, Wastepaper, Fire Resistant | 1 | VV | Wastepaper basket, fire resistant, approximately 40 quart capacity. This unit is used to collect and temporarily store small quantities of paper refuse in patient rooms, administrative areas and nursing stations. Size and shape varies depending on the application and manufacturer selected.
F3200 | Clock, Battery, 12" Diameter | 1 | VV | Clock, 12" diameter. Round surface, easy to read numbers with sweep second hand. Wall mounted unit for use when impractical to install a fully synchronized clock system. Battery operated, (batteries not included).
M1801 | Computer, Microprocessing, w/Flat Panel Monitor | 1 | VV | Desk top microprocessing computer. The unit shall consist of a central processing mini tower, flat panel monitor, keyboard, mouse and speakers. The system shall have the following minimum characteristics: a 2.8 GHz Pentium processor; 512 MB memory; 80GB hard drive; 32/48x CD-ROMDVD combo; 1.44MB network interface card; video 32 MB NVIDIA; a 18 inch flat panel monitor. The computer is used throughout the facility to input, manipulate and retrieve information.
M1802 | Work Station, Computer, Retractable, Wall Mounted | 1 | VV | A wall mounted retractable work station. Work station is used as a computer station in treatment rooms, exam rooms and areas where physical space in limited.
3 - EXPA1 - Exam Room, Patient Aligned Care Team (PACT) | 3 - EXPA1 - Exam Room, Patient Aligned Care Team (PACT) | 3 - EXPA1 - Exam Room, Patient Aligned Care Team (PACT) | 3 - EXPA1 - Exam Room, Patient Aligned Care Team (PACT) | 3 - EXPA1 - Exam Room, Patient Aligned Care Team (PACT)
JSN | NAME | QTY | ACQ | DESCRIPTION
A1010 | Telecommunication Outlet | 1 | CC | Telecommunication outlet location.
A1012 | Telephone, Wall Mounted, 1 Line | 1 | VV | Telephone, wall mounted, 1 line.
A1066 | Mirror, Float Glass, With SS Frame | 1 | CC | A high quality 1/4" polished float glass mirror 36X18, framed in a one-piece, bright polished, stainless steel channel frame with 90Â° mitered corners. All edges of the mirror are protected by absorbing filler strips. Mirror has a galvanized steel back with integral horizontal hanging brackets and wall hanger for concealed mounting. For mounting above single wall mounted lavatories located in toilet areas, Doctors examination offices, etc. May also be used above double lavatories, either wall or countertop mounted, found in restroom areas.
A1132 | Rail, Accessory Mounting, Length As Required | 1 | VC | Horizontal equipment mounting rail with lock mounting devices capable of; supporting up to 75 pounds each, being repositioned, and mounting and dismounting of equipment without the use of tools (special tools may be required to unlock adapter that was previously locked to the rail). The rail must be capable of supporting medical equipment and accessories normally found in exam or patient rooms. The rail system must be capable of mounting and dismounting equipment without leaving or creating new holes in the finished surface of the wall. The rail system utilizes a series of mounting plates and adapters specific to the device being mounted to the rail. The plate and adapter rail mounting kit must be specified to match the equipment being mounted to the equipment rail.
A1203 | Lift System, Overhead, Bariatric | 1 | CC | An overhead ceiling mounted rail system specifically designed for bariatric patient lifting and movement within a patient room. The system will consist of recessed or ceiling mounted primary and secondary rails, lift motor with carriage, patient harness or seat, and a hand controller or control box with charger (other charging options may be available). System will facilitate lifting and movement of patient to and from bed, to stretcher, chair, bathroom or other requirements. Lifting capacity is 1000 pounds. Custom design of track layout by manufacturer is essential to meet individual facility requirements.
A5075 | Dispenser, Soap, Disposable | 1 | VV | Disposable soap dispenser. One-handed dispensing operation. Designed to accommodate disposable soap cartridge and valve.
A5080 | Dispenser, Paper Towel, SS, Surface Mounted | 1 | CC | A surface mounted, satin finish stainless steel, single-fold, paper towel dispenser. Dispenser features: tumbler lock; front hinged at bottom; and refill indicator slot. Minimum capacity 400 single-fold paper towels. For general purpose use throughout the facility.
A5107 | Dispenser, Glove, Surgical/Examination, Wall Mntd | 1 | VV | Examination three (Small Medium, Large) glove dispenser box for wall mounting. Fabricated of either cold rolled steel with a white baked enamel finish, plastic or acrylic. Hardware not included, Option 3 powder coated steel.
A5108 | Waste Disposal Unit, Sharps | 1 | VV | A container for collecting and transporting syringes and other sharps for decontamination and disposal. Available in 2 gallon and 8 gallon with locking rotor. Complies with OSHA regulations for handling sharps.
A5145 | Hook, Garment, Double, SS, Surface Mounted | 2 | CC | A surface mounted, satin finish stainless steel, double garment hook. Equipped with a concealed mounting bracket that is secured to a concealed wall plate. For general purpose use throughout the facility to hang various items of apparel.
A5180 | Track, Cubicle, Surface Mounted, With Curtain | 12 | VV | Surface mounted cubicle track, with curtain. Track constructed of thick extruded aluminum. Equipped with self lubricating carriers, beaded drop chain hooks, and flame resistant curtain. To include removable end caps. Designed to be suspended around patient areas where privacy is needed. Price listed is per foot of the track, curtains to be priced per quote.
C01Q0 | Cabinet, Sink, U/C/B, 1 Door, 36x18x22 | 1 | CC | Standing height under counter base sink cabinet with a solid right or left-hinged door (appropriate door configuration to be indicated on equipment elevation drawings). Also referred to as a single-door sink cabinet. For general purpose use throughout the facility where a sink is to be used. Coordinate actual clear cabinet dimension with the actual outside dimension of sink that is specified to ensure that they are compatible.
CD040 | Cabinet, W/H, 2 Shelf, 2 DO, Sloping Top, 38x36x13 | 1 | CC | Wall hung cabinet with two adjustable shelves, solid hinged doors, and sloping top. Also referred to as a solid hinged double door wall case. For general purpose use throughout the facility.
CS010 | Sink, SS, Single Compartment, 7.5x12x12 ID | 1 | CC | Single compartment stainless steel sink, drop-in, self-rimming, ledge-type, connected with a drain and provided with a mixing faucet. It shall also be provided with pre-punched fixture holes on 4" center, integral back ledge to accommodate deck-mounted fixtures, brushed/polished interior and top surfaces, and sound deadened. Recommended for use in suspended or U/C/B sink cabinets having a high plastic laminate or Chemsurf laminate countertop/work surface. For general purpose use throughout the facility.
CT020 | Countertop, Solid Surface | 1 | CC | A solid, nonporous countertop with a smooth seamless appearance. Easy to clean and maintain and with proper cleaning does not support the growth of mold. An acrylic-based solid surface product. Standard thickness of 1", and a 4" butt backsplash/curb. Also referred to as a work surface or work top. Available in a choice of colors and depths. Used in lab and other hospital areas requiring optimum physical and chemical resisting properties.
E0948 | Cart, General Storage, Mobile, 42"H x 32"W x 22"D | 1 | VV | THIS TYPICAL INCLUDES: 1 Cart Body, Style-A Narrow, w/Raised Edge Top 2 Drawers, 3" H 4 Drawers, 6" H 1 Accessory Rail, Side Drawer Organizer Bins
F0206 | Chair, Side, Bariatric, With Arms | 1 | VV | A bariatric side chair with arms for use in a waiting room, lobby or other patient area. Chair will have a padded seat and back and have a capacity of 800 pounds.
F0340 | Stool, Self Adjusting | 1 | VV | Self adjusting stool. Consists of a foam padded upholstered seat with attached foot rest for added comfort. Mounted on swivel casters. Designed for doctor's use during examinations.
F2010 | Basket, Wastepaper, Step-On | 1 | VV | "Step-on" wastepaper basket with inner liner and foot petal activated flip top.
F2310 | Rack, Pamphlet, Wall Mounted | 1 | VV | Wall mounted pamphlet rack up to 12 (twelve) pamphlet holding pockets. Unit is used to store and display educational pamphlets.
F3025 | Board, Bulletin, Wood Framed | 1 | VV | Bulletin board approximately 36"W x 24"H. Wood framed 1/2" cork posting panel with moisture proof backing. Units are factory assembled and have keyhole hangers for easy installation.
F3200 | Clock, Battery, 12" Diameter | 1 | VV | Clock, 12" diameter. Round surface, easy to read numbers with sweep second hand. Wall mounted unit for use when impractical to install a fully synchronized clock system. Battery operated, (batteries not included).
M0506 | Television, Flat Screen | 1 | VV | Flat screen television with approximately 32'" to 40' diagonal screen size. The TV will have built-in speakers, NTSC tuner, a 16:9 wide screen aspect ratio, a minimum of 1280 x 768 resolution and a remote control.
M1801 | Computer, Microprocessing, w/Flat Panel Monitor | 1 | VV | Desk top microprocessing computer. The unit shall consist of a central processing mini tower, flat panel monitor, keyboard, mouse and speakers. The system shall have the following minimum characteristics: a 2.8 GHz Pentium processor; 512 MB memory; 80GB hard drive; 32/48x CD-ROMDVD combo; 1.44MB network interface card; video 32 MB NVIDIA; a 18 inch flat panel monitor. The computer is used throughout the facility to input, manipulate and retrieve information.
M1802 | Work Station, Computer, Retractable, Wall Mounted | 1 | VV | A wall mounted retractable work station. Work station is used as a computer station in treatment rooms, exam rooms and areas where physical space in limited.
M1825 | Printer, Computer | 1 | VV | High resolution computer printer with a variety of type styles and sheet/envelope feeder trays. Database information reflects network ready, medium duty office style laser printers. Other types of printers (bubble jet, dot matrix, line or plotter) as well as light or heavy use capabilities are available.
M4100 | Sphygmomanometer, Aneroid, Wall Mounted | 1 | VV | Aneroid sphygmomanometer. Unit is wall mounted and has large graphic dial display for easy reading from all angles. It has a 90 degree (angle) swivel and 10 degree (angle) forward tilt to reduce glare. Unit accuracy is within 1% of reading. Sturdy impact-resistant construction.
M4116 | Monitor, Vital Signs | 1 | VV | Electronic sphygmomanometer. LCD displays non-invasive blood pressure, pulse rate and temperature. Used in hospitals and clinics. Includes an optional mobile stand.
M4200 | Otoscope/Ophthalmoscope, Wall Mounted | 1 | VV | Wall mounted otoscope and ophthalmoscope. Includes 6 foot line cord and plug and accepts and includes two handles. Contains head turn-on/turn-off, built-in speculum tray and 8 foot coiled cords. Unit is designed for use in patient exam rooms.
M7401 | Light, Exam, Mobile, Spotlight, Mobile Stand | 1 | VV | The exam light shall be a mobile floor unit. The light will be a halogen bulb or LED that can produce a continuous and homogeneous spot of light adjustable from 5 to 9 inches in diameter from a set distance. The light intensity shall be a minimum of 750 foot-candles at a distance of 16 inches and have a color temperature of 3,200 degrees Kelvin. The unit will consist of an arm or sleeve of approximately 45 inches in length to allow for easy arm rotation and arm movement up and down. The unit shall be mounted on a caster base for easy movement.,
M9025 | Table, Examination/Treatment, With Cabinet | 1 | VV | Table, examination/treatment with cabinet. Cabinet type exam table with three section upholstered top adjustable to a full chair position. Concealed heel stirrups, dual outlets, drawers, and storage space with optional armboard. Unit is designed for general use in examination/treatment rooms.
4 - TPG01 - Toilet, PACT Patient | 4 - TPG01 - Toilet, PACT Patient | 4 - TPG01 - Toilet, PACT Patient | 4 - TPG01 - Toilet, PACT Patient | 4 - TPG01 - Toilet, PACT Patient
JSN | NAME | QTY | ACQ | DESCRIPTION
A1067 | Mirror, Float Glass, ADA Accessible | 1 | CC | A high quality 1/4" polished float glass mirror with a stainless steel frame. Frame holds mirror in a tilted position for accessibility and compliance with ADA requirements. Mirror has a galvanized steel back secured to frame with concealed screws with integral horizontal hanging brackets. Mirror shall be approximately 18" wide and 36" high. Other sizes are available.
A5075 | Dispenser, Soap, Disposable | 1 | VV | Disposable soap dispenser. One-handed dispensing operation. Designed to accommodate disposable soap cartridge and valve.
A5082 | Dispenser, Paper Towel, Sensor, Hands Free | 1 | CC | A surface mounted, sensor activated, automatic, roll paper towel dispenser. The unit dispenses a paper towel automatically only when hands are place in position below the dispenser for maximum sanitation and hygiene. May include adjustable settings for sheet length, time delay, and sensor range. Unit is battery operated or with optional AC power adapter.
A5090 | Disposal, Sanitary Napkin, SS, Surface Mounted | 1 | CC | A surface mounted, satin finish stainless steel, sanitary napkin disposal. Disposal features a flip-up cover, secured to the container by a heavy duty stainless steel piano-hinge. Disposal may be secured to wall or toilet partition. For general purpose use in female toilet stalls or rooms and uni-sex toilet rooms.
A5109 | Grab Bar, ABA Compliant, SS, 2-Wall, W/C Accessible | 1 | CC | 2-wall toilet stall/room grab bar with concealed mounting flanges and a satin finish stainless steel peened gripping surface.. Snap over flanges are provided to conceal mounting screws. A selection of mounting kits and concealed anchor devices are available from the manufacturers for different types of installations. Grab bar shall comply with all barrier-free accessibility guidelines for design, sizing, positioning, installation, and structural strength. For typical water closet applications in toilet stalls and rooms where Architectural Barriers Act grab bar requirements must be met.
A5145 | Hook, Garment, Double, SS, Surface Mounted | 1 | CC | A surface mounted, satin finish stainless steel, double garment hook. Equipped with a concealed mounting bracket that is secured to a concealed wall plate. For general purpose use throughout the facility to hang various items of apparel.
A5200 | Dispenser, Toilet Tissue, SS, 2-Roll, Surface Mntd | 1 | CC | A concealed surface mounted, double roll, satin finish stainless steel, toilet tissue dispenser. Unit accommodates two standard-core toilet tissue rolls through 5" in diameter. Spindles are chrome plated plastic with a heavy-duty internal spring and turn freely for non-controlled delivery. For general purpose use in restrooms.
F2010 | Basket, Wastepaper, Step-On | 1 | VV | "Step-on" wastepaper basket with inner liner and foot petal activated flip top.
P3000 | Lavatory, Vitreous China, Straight Back | 1 | CC | Wall mounted, vitreous china lavatory (approximate bowl size 7"x15"x10") with: straight-front apron, straight or contoured back; faucet holes on 4" centers; gooseneck spout; wrist blade handles; and grid strainer. It shall be suitable for use in clinics, offices, washrooms or patient care areas.
P9050 | Toilet, Wall Hung, Siphon Jet | 1 | CC | Siphon jet water closet/ toilet. This unit is wall hung with an elongated bowl, top spud flushometer, seat with open front and check hinge, and carrier. Used in restrooms throughout the health care facility.
5 - EXW01 - Exam Room, Women's Health | 5 - EXW01 - Exam Room, Women's Health | 5 - EXW01 - Exam Room, Women's Health | 5 - EXW01 - Exam Room, Women's Health | 5 - EXW01 - Exam Room, Women's Health
JSN | NAME | QTY | ACQ | DESCRIPTION
A1010 | Telecommunication Outlet | 1 | CC | Telecommunication outlet location.
A1012 | Telephone, Wall Mounted, 1 Line | 1 | VV | Telephone, wall mounted, 1 line.
A1132 | Rail, Accessory Mounting, Length As Required | 1 | VC | Horizontal equipment mounting rail with lock mounting devices capable of; supporting up to 75 pounds each, being repositioned, and mounting and dismounting of equipment without the use of tools (special tools may be required to unlock adapter that was previously locked to the rail). The rail must be capable of supporting medical equipment and accessories normally found in exam or patient rooms. The rail system must be capable of mounting and dismounting equipment without leaving or creating new holes in the finished surface of the wall. The rail system utilizes a series of mounting plates and adapters specific to the device being mounted to the rail. The plate and adapter rail mounting kit must be specified to match the equipment being mounted to the equipment rail.
A1203 | Lift System, Overhead, Bariatric | 1 | CC | An overhead ceiling mounted rail system specifically designed for bariatric patient lifting and movement within a patient room. The system will consist of recessed or ceiling mounted primary and secondary rails, lift motor with carriage, patient harness or seat, and a hand controller or control box with charger (other charging options may be available). System will facilitate lifting and movement of patient to and from bed, to stretcher, chair, bathroom or other requirements. Lifting capacity is 1000 pounds. Custom design of track layout by manufacturer is essential to meet individual facility requirements.
A5075 | Dispenser, Soap, Disposable | 1 | VV | Disposable soap dispenser. One-handed dispensing operation. Designed to accommodate disposable soap cartridge and valve.
A5080 | Dispenser, Paper Towel, SS, Surface Mounted | 1 | CC | A surface mounted, satin finish stainless steel, single-fold, paper towel dispenser. Dispenser features: tumbler lock; front hinged at bottom; and refill indicator slot. Minimum capacity 400 single-fold paper towels. For general purpose use throughout the facility.
A5107 | Dispenser, Glove, Surgical/Examination, Wall Mntd | 1 | VV | Examination three (Small Medium, Large) glove dispenser box for wall mounting. Fabricated of either cold rolled steel with a white baked enamel finish, plastic or acrylic. Hardware not included, Option 3 powder coated steel.
A5108 | Waste Disposal Unit, Sharps | 1 | VV | A container for collecting and transporting syringes and other sharps for decontamination and disposal. Available in 2 gallon and 8 gallon with locking rotor. Complies with OSHA regulations for handling sharps.
A5145 | Hook, Garment, Double, SS, Surface Mounted | 2 | CC | A surface mounted, satin finish stainless steel, double garment hook. Equipped with a concealed mounting bracket that is secured to a concealed wall plate. For general purpose use throughout the facility to hang various items of apparel.
A5180 | Track, Cubicle, Surface Mounted, With Curtain | 12 | VV | Surface mounted cubicle track, with curtain. Track constructed of thick extruded aluminum. Equipped with self lubricating carriers, beaded drop chain hooks, and flame resistant curtain. To include removable end caps. Designed to be suspended around patient areas where privacy is needed. Price listed is per foot of the track, curtains to be priced per quote.
C04Q0 | Cabinet, ADA Sink, Wall-Mounted | 1 | CC | Wall mounted sink support cabinet for drop-in sink with vertical fascia and angled ADA profile, also referred to as ADA sink cabinet. Removable front panel to permit access to plumbing. Medium density M-3 particle board core construction faced with high pressure vertical grade decorative plastic laminate on exposed surfaces and melamine on semi-exposed and concealed surfaces; plastic laminate edge banding. Includes all attaching hardware including support rail.
CD040 | Cabinet, W/H, 2 Shelf, 2 DO, Sloping Top, 38x36x13 | 1 | CC | Wall hung cabinet with two adjustable shelves, solid hinged doors, and sloping top. Also referred to as a solid hinged double door wall case. For general purpose use throughout the facility.
CS010 | Sink, SS, Single Compartment, 7.5x12x12 ID | 1 | CC | Single compartment stainless steel sink, drop-in, self-rimming, ledge-type, connected with a drain and provided with a mixing faucet. It shall also be provided with pre-punched fixture holes on 4" center, integral back ledge to accommodate deck-mounted fixtures, brushed/polished interior and top surfaces, and sound deadened. Recommended for use in suspended or U/C/B sink cabinets having a high plastic laminate or Chemsurf laminate countertop/work surface. For general purpose use throughout the facility.
CT020 | Countertop, Solid Surface | 1 | CC | A solid, nonporous countertop with a smooth seamless appearance. Easy to clean and maintain and with proper cleaning does not support the growth of mold. An acrylic-based solid surface product. Standard thickness of 1", and a 4" butt backsplash/curb. Also referred to as a work surface or work top. Available in a choice of colors and depths. Used in lab and other hospital areas requiring optimum physical and chemical resisting properties.
E0948 | Cart, General Storage, Mobile, 42"H x 32"W x 22"D | 1 | VV | THIS TYPICAL INCLUDES: 1 Cart Body, Style-A Narrow, w/Raised Edge Top 2 Drawers, 3" H 4 Drawers, 6" H 1 Accessory Rail, Side Drawer Organizer Bins
F0205 | Chair, Side With Arms | 1 | VV | Upholstered side chair, 32" high X 21" wide X 23" deep with arms, padded seats and padded backs. Seat height is a minimum of 17". Available with or without sled base.
F0340 | Stool, Self Adjusting | 1 | VV | Self adjusting stool. Consists of a foam padded upholstered seat with attached foot rest for added comfort. Mounted on swivel casters. Designed for doctor's use during examinations.
F2010 | Basket, Wastepaper, Step-On | 1 | VV | "Step-on" wastepaper basket with inner liner and foot petal activated flip top.
F2310 | Rack, Pamphlet, Wall Mounted | 1 | VV | Wall mounted pamphlet rack up to 12 (twelve) pamphlet holding pockets. Unit is used to store and display educational pamphlets.
F3025 | Board, Bulletin, Wood Framed | 1 | VV | Bulletin board approximately 36"W x 24"H. Wood framed 1/2" cork posting panel with moisture proof backing. Units are factory assembled and have keyhole hangers for easy installation.
F3200 | Clock, Battery, 12" Diameter | 1 | VV | Clock, 12" diameter. Round surface, easy to read numbers with sweep second hand. Wall mounted unit for use when impractical to install a fully synchronized clock system. Battery operated, (batteries not included).
M1801 | Computer, Microprocessing, w/Flat Panel Monitor | 1 | VV | Desk top microprocessing computer. The unit shall consist of a central processing mini tower, flat panel monitor, keyboard, mouse and speakers. The system shall have the following minimum characteristics: a 2.8 GHz Pentium processor; 512 MB memory; 80GB hard drive; 32/48x CD-ROMDVD combo; 1.44MB network interface card; video 32 MB NVIDIA; a 18 inch flat panel monitor. The computer is used throughout the facility to input, manipulate and retrieve information.
M1802 | Work Station, Computer, Retractable, Wall Mounted | 1 | VV | A wall mounted retractable work station. Work station is used as a computer station in treatment rooms, exam rooms and areas where physical space in limited.
M3072 | Frame, Infectious Waste Bag w/Lid | 1 | VV | Frame for an infectious waste collection bag. Made of heavy tubular stainless steel with heavy gauge welded steel platform. Adjust to hold 18" or 25" trash bags. Mounted on ball bearing casters and includes permanently mounted hinged lid. Provides means of bagging infectious waste at point of waste generation.
M4100 | Sphygmomanometer, Aneroid, Wall Mounted | 1 | VV | Aneroid sphygmomanometer. Unit is wall mounted and has large graphic dial display for easy reading from all angles. It has a 90 degree (angle) swivel and 10 degree (angle) forward tilt to reduce glare. Unit accuracy is within 1% of reading. Sturdy impact-resistant construction.
M4116 | Monitor, Vital Signs | 1 | VV | Electronic sphygmomanometer. LCD displays non-invasive blood pressure, pulse rate and temperature. Used in hospitals and clinics. Includes an optional mobile stand.
M4200 | Otoscope/Ophthalmoscope, Wall Mounted | 1 | VV | Wall mounted otoscope and ophthalmoscope. Includes 6 foot line cord and plug and accepts and includes two handles. Contains head turn-on/turn-off, built-in speculum tray and 8 foot coiled cords. Unit is designed for use in patient exam rooms.
M7401 | Light, Exam, Mobile, Spotlight, Mobile Stand | 1 | VV | The exam light shall be a mobile floor unit. The light will be a halogen bulb or LED that can produce a continuous and homogeneous spot of light adjustable from 5 to 9 inches in diameter from a set distance. The light intensity shall be a minimum of 750 foot-candles at a distance of 16 inches and have a color temperature of 3,200 degrees Kelvin. The unit will consist of an arm or sleeve of approximately 45 inches in length to allow for easy arm rotation and arm movement up and down. The unit shall be mounted on a caster base for easy movement.,
M9025 | Table, Examination/Treatment, With Cabinet | 1 | VV | Table, examination/treatment with cabinet. Cabinet type exam table with three section upholstered top adjustable to a full chair position. Concealed heel stirrups, dual outlets, drawers, and storage space with optional armboard. Unit is designed for general use in examination/treatment rooms.
6 - TPG01 - Toilet, Women's Health Exam Room Patient | 6 - TPG01 - Toilet, Women's Health Exam Room Patient | 6 - TPG01 - Toilet, Women's Health Exam Room Patient | 6 - TPG01 - Toilet, Women's Health Exam Room Patient | 6 - TPG01 - Toilet, Women's Health Exam Room Patient
JSN | NAME | QTY | ACQ | DESCRIPTION
A1067 | Mirror, Float Glass, ADA Accessible | 1 | CC | A high quality 1/4" polished float glass mirror with a stainless steel frame. Frame holds mirror in a tilted position for accessibility and compliance with ADA requirements. Mirror has a galvanized steel back secured to frame with concealed screws with integral horizontal hanging brackets. Mirror shall be approximately 18" wide and 36" high. Other sizes are available.
A5075 | Dispenser, Soap, Disposable | 1 | VV | Disposable soap dispenser. One-handed dispensing operation. Designed to accommodate disposable soap cartridge and valve.
A5082 | Dispenser, Paper Towel, Sensor, Hands Free | 1 | CC | A surface mounted, sensor activated, automatic, roll paper towel dispenser. The unit dispenses a paper towel automatically only when hands are place in position below the dispenser for maximum sanitation and hygiene. May include adjustable settings for sheet length, time delay, and sensor range. Unit is battery operated or with optional AC power adapter.
A5090 | Disposal, Sanitary Napkin, SS, Surface Mounted | 1 | CC | A surface mounted, satin finish stainless steel, sanitary napkin disposal. Disposal features a flip-up cover, secured to the container by a heavy duty stainless steel piano-hinge. Disposal may be secured to wall or toilet partition. For general purpose use in female toilet stalls or rooms and uni-sex toilet rooms.
A5109 | Grab Bar, ABA Compliant, SS, 2-Wall, W/C Accessible | 1 | CC | 2-wall toilet stall/room grab bar with concealed mounting flanges and a satin finish stainless steel peened gripping surface.. Snap over flanges are provided to conceal mounting screws. A selection of mounting kits and concealed anchor devices are available from the manufacturers for different types of installations. Grab bar shall comply with all barrier-free accessibility guidelines for design, sizing, positioning, installation, and structural strength. For typical water closet applications in toilet stalls and rooms where Architectural Barriers Act grab bar requirements must be met.
A5145 | Hook, Garment, Double, SS, Surface Mounted | 1 | CC | A surface mounted, satin finish stainless steel, double garment hook. Equipped with a concealed mounting bracket that is secured to a concealed wall plate. For general purpose use throughout the facility to hang various items of apparel.
A5200 | Dispenser, Toilet Tissue, SS, 2-Roll, Surface Mntd | 1 | CC | A concealed surface mounted, double roll, satin finish stainless steel, toilet tissue dispenser. Unit accommodates two standard-core toilet tissue rolls through 5" in diameter. Spindles are chrome plated plastic with a heavy-duty internal spring and turn freely for non-controlled delivery. For general purpose use in restrooms.
F2010 | Basket, Wastepaper, Step-On | 1 | VV | "Step-on" wastepaper basket with inner liner and foot petal activated flip top.
P3000 | Lavatory, Vitreous China, Straight Back | 1 | CC | Wall mounted, vitreous china lavatory (approximate bowl size 7"x15"x10") with: straight-front apron, straight or contoured back; faucet holes on 4" centers; gooseneck spout; wrist blade handles; and grid strainer. It shall be suitable for use in clinics, offices, washrooms or patient care areas.
P9050 | Toilet, Wall Hung, Siphon Jet | 1 | CC | Siphon jet water closet/ toilet. This unit is wall hung with an elongated bowl, top spud flushometer, seat with open front and check hinge, and carrier. Used in restrooms throughout the health care facility.
7 - TRPR1 - Procedure Room, General | 7 - TRPR1 - Procedure Room, General | 7 - TRPR1 - Procedure Room, General | 7 - TRPR1 - Procedure Room, General | 7 - TRPR1 - Procedure Room, General
JSN | NAME | QTY | ACQ | DESCRIPTION
A1010 | Telecommunication Outlet | 2 | CC | Telecommunication outlet location.
A1011 | Telephone, Desk, 1 Line | 1 | VV | Telephone, desk, 1 line.
A1132 | Rail, Accessory Mounting, Length As Required | 1 | VC | Horizontal equipment mounting rail with lock mounting devices capable of; supporting up to 75 pounds each, being repositioned, and mounting and dismounting of equipment without the use of tools (special tools may be required to unlock adapter that was previously locked to the rail). The rail must be capable of supporting medical equipment and accessories normally found in exam or patient rooms. The rail system must be capable of mounting and dismounting equipment without leaving or creating new holes in the finished surface of the wall. The rail system utilizes a series of mounting plates and adapters specific to the device being mounted to the rail. The plate and adapter rail mounting kit must be specified to match the equipment being mounted to the equipment rail.
A1203 | Lift System, Overhead, Bariatric | 1 | CC | An overhead ceiling mounted rail system specifically designed for bariatric patient lifting and movement within a patient room. The system will consist of recessed or ceiling mounted primary and secondary rails, lift motor with carriage, patient harness or seat, and a hand controller or control box with charger (other charging options may be available). System will facilitate lifting and movement of patient to and from bed, to stretcher, chair, bathroom or other requirements. Lifting capacity is 1000 pounds. Custom design of track layout by manufacturer is essential to meet individual facility requirements.
A5075 | Dispenser, Soap, Disposable | 1 | VV | Disposable soap dispenser. One-handed dispensing operation. Designed to accommodate disposable soap cartridge and valve.
A5080 | Dispenser, Paper Towel, SS, Surface Mounted | 1 | CC | A surface mounted, satin finish stainless steel, single-fold, paper towel dispenser. Dispenser features: tumbler lock; front hinged at bottom; and refill indicator slot. Minimum capacity 400 single-fold paper towels. For general purpose use throughout the facility.
A5107 | Dispenser, Glove, Surgical/Examination, Wall Mntd | 1 | VV | Examination three (Small Medium, Large) glove dispenser box for wall mounting. Fabricated of either cold rolled steel with a white baked enamel finish, plastic or acrylic. Hardware not included, Option 3 powder coated steel.
A5108 | Waste Disposal Unit, Sharps | 1 | VV | A container for collecting and transporting syringes and other sharps for decontamination and disposal. Available in 2 gallon and 8 gallon with locking rotor. Complies with OSHA regulations for handling sharps.
A5145 | Hook, Garment, Double, SS, Surface Mounted | 1 | CC | A surface mounted, satin finish stainless steel, double garment hook. Equipped with a concealed mounting bracket that is secured to a concealed wall plate. For general purpose use throughout the facility to hang various items of apparel.
A5180 | Track, Cubicle, Surface Mounted, With Curtain | 22 | VV | Surface mounted cubicle track, with curtain. Track constructed of thick extruded aluminum. Equipped with self lubricating carriers, beaded drop chain hooks, and flame resistant curtain. To include removable end caps. Designed to be suspended around patient areas where privacy is needed. Price listed is per foot of the track, curtains to be priced per quote.
C02Q0 | Cabinet, Sink, U/C/B, 1 Door, 36x24x22 | 1 | CC | Standing height under counter base sink cabinet with a solid right or left-hinged door (appropriate door configuration to be indicated on equipment elevation drawings). Also referred to as a single-door sink cabinet. For general purpose use throughout the facility where a sink is to be used. Coordinate actual clear cabinet dimension with the actual outside dimension of sink that is specified to ensure that they are compatible.
CD040 | Cabinet, W/H, 2 Shelf, 2 DO, Sloping Top, 38x36x13 | 1 | CC | Wall hung cabinet with two adjustable shelves, solid hinged doors, and sloping top. Also referred to as a solid hinged double door wall case. For general purpose use throughout the facility.
CS010 | Sink, SS, Single Compartment, 7.5x12x12 ID | 1 | CC | Single compartment stainless steel sink, drop-in, self-rimming, ledge-type, connected with a drain and provided with a mixing faucet. It shall also be provided with pre-punched fixture holes on 4" center, integral back ledge to accommodate deck-mounted fixtures, brushed/polished interior and top surfaces, and sound deadened. Recommended for use in suspended or U/C/B sink cabinets having a high plastic laminate or Chemsurf laminate countertop/work surface. For general purpose use throughout the facility.
CT020 | Countertop, Solid Surface | 1 | CC | A solid, nonporous countertop with a smooth seamless appearance. Easy to clean and maintain and with proper cleaning does not support the growth of mold. An acrylic-based solid surface product. Standard thickness of 1", and a 4" butt backsplash/curb. Also referred to as a work surface or work top. Available in a choice of colors and depths. Used in lab and other hospital areas requiring optimum physical and chemical resisting properties.
E0915 | Locker, Supply, Medication, Wall Mtd, 23"W x 20"D | 1 | VV | THIS TYPICAL INCLUDES: 1 Wall Mounted Rail 1 Locked Storage Container 2 Tray/Shelves 1 Locked Drawer w/Locked Lid, 6"H 5 Drawers, 3"H 3 Drawers, 6"H 2 Tray/Shelves Divider Drawer Organizer Bins Consider the need for an E0921 to transport the locker from place to place.
E0948 | Cart, General Storage, Mobile, 42"H x 32"W x 22"D | 1 | VV | THIS TYPICAL INCLUDES: 1 Cart Body, Style-A Narrow, w/Raised Edge Top 2 Drawers, 3" H 4 Drawers, 6" H 1 Accessory Rail, Side Drawer Organizer Bins
F0340 | Stool, Self Adjusting | 1 | VV | Self adjusting stool. Consists of a foam padded upholstered seat with attached foot rest for added comfort. Mounted on swivel casters. Designed for doctor's use during examinations.
F2000 | Basket, Wastepaper, Fire Resistant | 1 | VV | Wastepaper basket, fire resistant, approximately 40 quart capacity. This unit is used to collect and temporarily store small quantities of paper refuse in patient rooms, administrative areas and nursing stations. Size and shape varies depending on the application and manufacturer selected.
F3010 | Board, Bulletin, 48 x 48 | 1 | VV | Open face bulletin board. Cork posting panel with moisture proof backing. Variety of frames to choose from. Used for posting notes and messages.
F3200 | Clock, Battery, 12" Diameter | 1 | VV | Clock, 12" diameter. Round surface, easy to read numbers with sweep second hand. Wall mounted unit for use when impractical to install a fully synchronized clock system. Battery operated, (batteries not included).
M0750 | Flowmeter, Air, Connect w/50 PSI Supply | 1 | VV | Air flowmeter. Unit has a stainless steel needle valve with clear flowtube for connection to 50 PSI air outlet from central pipeline system. Requires the appropriate adapter for connection to the wall outlet and fitting to connect to tubing. Database prices reflect fittings with an attached DISS power outlet. Other outlet and adapter configurations are available.
M0755 | Flowmeter, Oxygen, Low Flow | 1 | VV | Oxygen flowmeter. Consists of a clear crystal flowtube calibrated to 3.5 or 8 LPM depending on manufacturer. For oxygen regulation in hospital settings. Database pricing includes DISS fitting and DISS power outlet and wall adapter. Other fitting and adapter configurations are available.
M0765 | Regulator, Vacuum | 2 | VV | Vacuum pressure regulator for connection to central piped vacuum system. Standard display scale is graduated at least from 0 to 200 mm Hg of vacuum. Displays on specialized regulators may cover other vacuum ranges. Regulator type (continuous, intermittent, continuous/intermittent, surgical, pediatric, thoracic, etc.) as required. To be used in delivery, neonatal, pediatrics or any area where suction is required. Database pricing reflects continuous regulators graduated to 200 mm Hg with a full line vacuum selection switch and DISS configured inlets and outlets.
M1801 | Computer, Microprocessing, w/Flat Panel Monitor | 1 | VV | Desk top microprocessing computer. The unit shall consist of a central processing mini tower, flat panel monitor, keyboard, mouse and speakers. The system shall have the following minimum characteristics: a 2.8 GHz Pentium processor; 512 MB memory; 80GB hard drive; 32/48x CD-ROMDVD combo; 1.44MB network interface card; video 32 MB NVIDIA; a 18 inch flat panel monitor. The computer is used throughout the facility to input, manipulate and retrieve information.
M1803 | Workstation, Computer, Wall Mounted, Adjustable | 1 | VV | A wall mounted computer workstation with height adjustable monitor and keyboard arms. Keyboard and monitor can be stored within 8" to 10" of wall. Fingertip adjustability for keyboard and monitor enable frequent position changes. Unit contains an integrated cable management system to hide wires. A separate wall-mounted CPU holder is included.
M3070 | Hamper, Linen, Mobile, w/Lid | 1 | VV | Mobile linen hamper with hand or foot operated lid. Made of heavy tubular stainless steel with heavy gauge welded steel platform. Holds 25" hamper bags. Mounted on ball bearing casters. For linen transport in hospitals and clinics.
M3072 | Frame, Infectious Waste Bag w/Lid | 1 | VV | Frame for an infectious waste collection bag. Made of heavy tubular stainless steel with heavy gauge welded steel platform. Adjust to hold 18" or 25" trash bags. Mounted on ball bearing casters and includes permanently mounted hinged lid. Provides means of bagging infectious waste at point of waste generation.
M4100 | Sphygmomanometer, Aneroid, Wall Mounted | 1 | VV | Aneroid sphygmomanometer. Unit is wall mounted and has large graphic dial display for easy reading from all angles. It has a 90 degree (angle) swivel and 10 degree (angle) forward tilt to reduce glare. Unit accuracy is within 1% of reading. Sturdy impact-resistant construction.
M4116 | Monitor, Vital Signs | 1 | VV | Electronic sphygmomanometer. LCD displays non-invasive blood pressure, pulse rate and temperature. Used in hospitals and clinics. Includes an optional mobile stand.
M4200 | Otoscope/Ophthalmoscope, Wall Mounted | 1 | VV | Wall mounted otoscope and ophthalmoscope. Includes 6 foot line cord and plug and accepts and includes two handles. Contains head turn-on/turn-off, built-in speculum tray and 8 foot coiled cords. Unit is designed for use in patient exam rooms.
M4255 | Stand, IV, Adjustable | 1 | VV | Adjustable IV stand with 4-hook arrangement. Stand has stainless steel construction with heavy weight base. It adjusts from 66 inches to 100 inches and is mounted on conductive rubber, ball bearing, swivel casters. Stand is used for administering intravenous solutions.
M4655 | Stretcher, Mobile, CRS, 9 Position | 1 | VV | Mobile stretcher. All corrosion resistant stainless steel construction. It consists of a tubular frame with side rails, a 9-position hydraulic base with pneumatic fowler adjustment, and a 2" pad. Unit is mounted on 8" conductive casters. Designed for patient transport as well as for minor surgical procedures.
M7405 | Light, Exam, Ceiling Mounted | 1 | CC | Ceiling exam light. Consists of a lightheaded reflector supported by a ceiling mounted radial arm assembly that provides a wide range of positioning capabilities. Halogen bulbs and an intensity control provide cool, color corrected light. The minimum ceiling height in most cases is 8'-0"; refer to each manufacturer's specific installation requirements. Physical dimensions refer to the retracted light; one length of the dual swing arm around the center mount in width and depth and the combined height of the lamp head and folded arms. Unit may also have a center mount detachable and sterilizable control handle. For use in minor procedure or examination room applications.
M7710 | Electrocardiograph, 12 Lead, Portable | 1 | VV | Used to detect the electrical signals associated with cardiac activity, diagnose cardiac abnormalities, determine a patients response to drug therapy and reveal trends or changes in heart function. Capable of recording two or more leads simultaneously, recording an entire 12 lead ECG in about 10 seconds. Includes of a 3.5 inch, high density, floppy disk drive for test storage. Portable.
M8810 | Stand, Mayo | 1 | VV | Adjustable instrument table. Table is corrosion resistant stainless steel construction and is mounted on two casters with two skid rails. It has telescopic upright adjusts from 39 inches to 60 inches with automatic locking device, and removable 13"x19" instrument tray. Designed for use in operating and procedure rooms.
8 - TPB01 - Toilet, General Procedure Room Patient | 8 - TPB01 - Toilet, General Procedure Room Patient | 8 - TPB01 - Toilet, General Procedure Room Patient | 8 - TPB01 - Toilet, General Procedure Room Patient | 8 - TPB01 - Toilet, General Procedure Room Patient
JSN | NAME | QTY | ACQ | DESCRIPTION
A1067 | Mirror, Float Glass, ADA Accessible | 1 | CC | A high quality 1/4" polished float glass mirror with a stainless steel frame. Frame holds mirror in a tilted position for accessibility and compliance with ADA requirements. Mirror has a galvanized steel back secured to frame with concealed screws with integral horizontal hanging brackets. Mirror shall be approximately 18" wide and 36" high. Other sizes are available.
A5075 | Dispenser, Soap, Disposable | 1 | VV | Disposable soap dispenser. One-handed dispensing operation. Designed to accommodate disposable soap cartridge and valve.
A5082 | Dispenser, Paper Towel, Sensor, Hands Free | 1 | CC | A surface mounted, sensor activated, automatic, roll paper towel dispenser. The unit dispenses a paper towel automatically only when hands are place in position below the dispenser for maximum sanitation and hygiene. May include adjustable settings for sheet length, time delay, and sensor range. Unit is battery operated or with optional AC power adapter.
A5090 | Disposal, Sanitary Napkin, SS, Surface Mounted | 1 | CC | A surface mounted, satin finish stainless steel, sanitary napkin disposal. Disposal features a flip-up cover, secured to the container by a heavy duty stainless steel piano-hinge. Disposal may be secured to wall or toilet partition. For general purpose use in female toilet stalls or rooms and uni-sex toilet rooms.
A5109 | Grab Bar, ABA Compliant, SS, 2-Wall, W/C Accessible | 2 | CC | 2-wall toilet stall/room grab bar with concealed mounting flanges and a satin finish stainless steel peened gripping surface.. Snap over flanges are provided to conceal mounting screws. A selection of mounting kits and concealed anchor devices are available from the manufacturers for different types of installations. Grab bar shall comply with all barrier-free accessibility guidelines for design, sizing, positioning, installation, and structural strength. For typical water closet applications in toilet stalls and rooms where Architectural Barriers Act grab bar requirements must be met.
A5145 | Hook, Garment, Double, SS, Surface Mounted | 1 | CC | A surface mounted, satin finish stainless steel, double garment hook. Equipped with a concealed mounting bracket that is secured to a concealed wall plate. For general purpose use throughout the facility to hang various items of apparel.
A5200 | Dispenser, Toilet Tissue, SS, 2-Roll, Surface Mntd | 1 | CC | A concealed surface mounted, double roll, satin finish stainless steel, toilet tissue dispenser. Unit accommodates two standard-core toilet tissue rolls through 5" in diameter. Spindles are chrome plated plastic with a heavy-duty internal spring and turn freely for non-controlled delivery. For general purpose use in restrooms.
F2010 | Basket, Wastepaper, Step-On | 1 | VV | "Step-on" wastepaper basket with inner liner and foot petal activated flip top.
P3005 | Lavatory, Vitreous China, Bariatric | 1 | CC | A floor mounted bariatric lavatory with a capability to withstand a static downward pressure of 1,000 lbs. at the front of the sink. Lavatory will have a gooseneck faucet with wrist blade handles. Lavatory will be ADA compliant.
P9056 | Toilet, Floor Mounted, Bariatric | 1 | CC | A floor mounted, flush valve toilet with an elongated front and a load capacity of 1,000 pounds. The toilet with be vitreous china with a 1.28 or 1.6 Gpf low water consumption rate with a rear outlet. See manufacturer's literature for recommended flush valves and toilet seats.
9 - WRTM2 - Tele-Health Room | 9 - WRTM2 - Tele-Health Room | 9 - WRTM2 - Tele-Health Room | 9 - WRTM2 - Tele-Health Room | 9 - WRTM2 - Tele-Health Room
JSN | NAME | QTY | ACQ | DESCRIPTION
A1010 | Telecommunication Outlet | 1 | CC | Telecommunication outlet location.
A1012 | Telephone, Wall Mounted, 1 Line | 1 | VV | Telephone, wall mounted, 1 line.
A1132 | Rail, Accessory Mounting, Length As Required | 1 | VC | Horizontal equipment mounting rail with lock mounting devices capable of; supporting up to 75 pounds each, being repositioned, and mounting and dismounting of equipment without the use of tools (special tools may be required to unlock adapter that was previously locked to the rail). The rail must be capable of supporting medical equipment and accessories normally found in exam or patient rooms. The rail system must be capable of mounting and dismounting equipment without leaving or creating new holes in the finished surface of the wall. The rail system utilizes a series of mounting plates and adapters specific to the device being mounted to the rail. The plate and adapter rail mounting kit must be specified to match the equipment being mounted to the equipment rail.
A5075 | Dispenser, Soap, Disposable | 1 | VV | Disposable soap dispenser. One-handed dispensing operation. Designed to accommodate disposable soap cartridge and valve.
A5077 | Dispenser, Hand Sanitizer, Hands-Free | 1 | VV | A touch free wall-mounted hand sanitizer dispenser. For use throughout a healthcare facility. Unit does not include the sanitizing liquid. Units are battery operated.
A5080 | Dispenser, Paper Towel, SS, Surface Mounted | 1 | CC | A surface mounted, satin finish stainless steel, single-fold, paper towel dispenser. Dispenser features: tumbler lock; front hinged at bottom; and refill indicator slot. Minimum capacity 400 single-fold paper towels. For general purpose use throughout the facility.
A5107 | Dispenser, Glove, Surgical/Examination, Wall Mntd | 1 | VV | Examination three (Small Medium, Large) glove dispenser box for wall mounting. Fabricated of either cold rolled steel with a white baked enamel finish, plastic or acrylic. Hardware not included, Option 3 powder coated steel.
A5108 | Waste Disposal Unit, Sharps | 1 | VV | A container for collecting and transporting syringes and other sharps for decontamination and disposal. Available in 2 gallon and 8 gallon with locking rotor. Complies with OSHA regulations for handling sharps.
A5145 | Hook, Garment, Double, SS, Surface Mounted | 1 | CC | A surface mounted, satin finish stainless steel, double garment hook. Equipped with a concealed mounting bracket that is secured to a concealed wall plate. For general purpose use throughout the facility to hang various items of apparel.
A5180 | Track, Cubicle, Surface Mounted, With Curtain | 9 | VV | Surface mounted cubicle track, with curtain. Track constructed of thick extruded aluminum. Equipped with self lubricating carriers, beaded drop chain hooks, and flame resistant curtain. To include removable end caps. Designed to be suspended around patient areas where privacy is needed. Price listed is per foot of the track, curtains to be priced per quote.
C02Q0 | Cabinet, Sink, U/C/B, 1 Door, 36x24x22 | 1 | CC | Standing height under counter base sink cabinet with a solid right or left-hinged door (appropriate door configuration to be indicated on equipment elevation drawings). Also referred to as a single-door sink cabinet. For general purpose use throughout the facility where a sink is to be used. Coordinate actual clear cabinet dimension with the actual outside dimension of sink that is specified to ensure that they are compatible.
CD040 | Cabinet, W/H, 2 Shelf, 2 DO, Sloping Top, 38x36x13 | 1 | CC | Wall hung cabinet with two adjustable shelves, solid hinged doors, and sloping top. Also referred to as a solid hinged double door wall case. For general purpose use throughout the facility.
CS010 | Sink, SS, Single Compartment, 7.5x12x12 ID | 1 | CC | Single compartment stainless steel sink, drop-in, self-rimming, ledge-type, connected with a drain and provided with a mixing faucet. It shall also be provided with pre-punched fixture holes on 4" center, integral back ledge to accommodate deck-mounted fixtures, brushed/polished interior and top surfaces, and sound deadened. Recommended for use in suspended or U/C/B sink cabinets having a high plastic laminate or Chemsurf laminate countertop/work surface. For general purpose use throughout the facility.
CT020 | Countertop, Solid Surface | 1 | CC | A solid, nonporous countertop with a smooth seamless appearance. Easy to clean and maintain and with proper cleaning does not support the growth of mold. An acrylic-based solid surface product. Standard thickness of 1", and a 4" butt backsplash/curb. Also referred to as a work surface or work top. Available in a choice of colors and depths. Used in lab and other hospital areas requiring optimum physical and chemical resisting properties.
E0948 | Cart, General Storage, Mobile, 42"H x 32"W x 22"D | 1 | VV | THIS TYPICAL INCLUDES: 1 Cart Body, Style-A Narrow, w/Raised Edge Top 2 Drawers, 3" H 4 Drawers, 6" H 1 Accessory Rail, Side Drawer Organizer Bins
F0205 | Chair, Side With Arms | 1 | VV | Upholstered side chair, 32" high X 21" wide X 23" deep with arms, padded seats and padded backs. Seat height is a minimum of 17". Available with or without sled base.
F0340 | Stool, Self Adjusting | 1 | VV | Self adjusting stool. Consists of a foam padded upholstered seat with attached foot rest for added comfort. Mounted on swivel casters. Designed for doctor's use during examinations.
F2000 | Basket, Wastepaper, Fire Resistant | 1 | VV | Wastepaper basket, fire resistant, approximately 40 quart capacity. This unit is used to collect and temporarily store small quantities of paper refuse in patient rooms, administrative areas and nursing stations. Size and shape varies depending on the application and manufacturer selected.
F3025 | Board, Bulletin, Wood Framed | 1 | VV | Bulletin board approximately 36"W x 24"H. Wood framed 1/2" cork posting panel with moisture proof backing. Units are factory assembled and have keyhole hangers for easy installation.
F3200 | Clock, Battery, 12" Diameter | 1 | VV | Clock, 12" diameter. Round surface, easy to read numbers with sweep second hand. Wall mounted unit for use when impractical to install a fully synchronized clock system. Battery operated, (batteries not included).
M0506 | Television, Flat Screen | 1 | VV | Flat screen television with approximately 32'" to 40' diagonal screen size. The TV will have built-in speakers, NTSC tuner, a 16:9 wide screen aspect ratio, a minimum of 1280 x 768 resolution and a remote control.
M0508 | Telemedicine Station, Mobile Cart | 1 | VV | Mobile telemedicine station configured with one or two monitors, camera, speakers, microphone and computer. Items are mounted on a five caster cart.
M1801 | Computer, Microprocessing, w/Flat Panel Monitor | 1 | VV | Desk top microprocessing computer. The unit shall consist of a central processing mini tower, flat panel monitor, keyboard, mouse and speakers. The system shall have the following minimum characteristics: a 2.8 GHz Pentium processor; 512 MB memory; 80GB hard drive; 32/48x CD-ROMDVD combo; 1.44MB network interface card; video 32 MB NVIDIA; a 18 inch flat panel monitor. The computer is used throughout the facility to input, manipulate and retrieve information.
M1803 | Workstation, Computer, Wall Mounted, Adjustable | 1 | VV | A wall mounted computer workstation with height adjustable monitor and keyboard arms. Keyboard and monitor can be stored within 8" to 10" of wall. Fingertip adjustability for keyboard and monitor enable frequent position changes. Unit contains an integrated cable management system to hide wires. A separate wall-mounted CPU holder is included.
M4100 | Sphygmomanometer, Aneroid, Wall Mounted | 1 | VV | Aneroid sphygmomanometer. Unit is wall mounted and has large graphic dial display for easy reading from all angles. It has a 90 degree (angle) swivel and 10 degree (angle) forward tilt to reduce glare. Unit accuracy is within 1% of reading. Sturdy impact-resistant construction.
M4200 | Otoscope/Ophthalmoscope, Wall Mounted | 1 | VV | Wall mounted otoscope and ophthalmoscope. Includes 6 foot line cord and plug and accepts and includes two handles. Contains head turn-on/turn-off, built-in speculum tray and 8 foot coiled cords. Unit is designed for use in patient exam rooms.
M7401 | Light, Exam, Mobile, Spotlight, Mobile Stand | 1 | VV | The exam light shall be a mobile floor unit. The light will be a halogen bulb or LED that can produce a continuous and homogeneous spot of light adjustable from 5 to 9 inches in diameter from a set distance. The light intensity shall be a minimum of 750 foot-candles at a distance of 16 inches and have a color temperature of 3,200 degrees Kelvin. The unit will consist of an arm or sleeve of approximately 45 inches in length to allow for easy arm rotation and arm movement up and down. The unit shall be mounted on a caster base for easy movement.,
M9025 | Table, Examination/Treatment, With Cabinet | 1 | VV | Table, examination/treatment with cabinet. Cabinet type exam table with three section upholstered top adjustable to a full chair position. Concealed heel stirrups, dual outlets, drawers, and storage space with optional armboard. Unit is designed for general use in examination/treatment rooms.
10 - WRTM3 - Tele-Retinal Room | 10 - WRTM3 - Tele-Retinal Room | 10 - WRTM3 - Tele-Retinal Room | 10 - WRTM3 - Tele-Retinal Room | 10 - WRTM3 - Tele-Retinal Room
JSN | NAME | QTY | ACQ | DESCRIPTION
A1012 | Telephone, Wall Mounted, 1 Line | 1 | VV | Telephone, wall mounted, 1 line.
A1132 | Rail, Accessory Mounting, Length As Required | 1 | VC | Horizontal equipment mounting rail with lock mounting devices capable of; supporting up to 75 pounds each, being repositioned, and mounting and dismounting of equipment without the use of tools (special tools may be required to unlock adapter that was previously locked to the rail). The rail must be capable of supporting medical equipment and accessories normally found in exam or patient rooms. The rail system must be capable of mounting and dismounting equipment without leaving or creating new holes in the finished surface of the wall. The rail system utilizes a series of mounting plates and adapters specific to the device being mounted to the rail. The plate and adapter rail mounting kit must be specified to match the equipment being mounted to the equipment rail.
A5075 | Dispenser, Soap, Disposable | 1 | VV | Disposable soap dispenser. One-handed dispensing operation. Designed to accommodate disposable soap cartridge and valve.
A5077 | Dispenser, Hand Sanitizer, Hands-Free | 1 | VV | A touch free wall-mounted hand sanitizer dispenser. For use throughout a healthcare facility. Unit does not include the sanitizing liquid. Units are battery operated.
A5080 | Dispenser, Paper Towel, SS, Surface Mounted | 1 | CC | A surface mounted, satin finish stainless steel, single-fold, paper towel dispenser. Dispenser features: tumbler lock; front hinged at bottom; and refill indicator slot. Minimum capacity 400 single-fold paper towels. For general purpose use throughout the facility.
A5107 | Dispenser, Glove, Surgical/Examination, Wall Mntd | 1 | VV | Examination three (Small Medium, Large) glove dispenser box for wall mounting. Fabricated of either cold rolled steel with a white baked enamel finish, plastic or acrylic. Hardware not included, Option 3 powder coated steel.
A5108 | Waste Disposal Unit, Sharps | 1 | VV | A container for collecting and transporting syringes and other sharps for decontamination and disposal. Available in 2 gallon and 8 gallon with locking rotor. Complies with OSHA regulations for handling sharps.
A5145 | Hook, Garment, Double, SS, Surface Mounted | 1 | CC | A surface mounted, satin finish stainless steel, double garment hook. Equipped with a concealed mounting bracket that is secured to a concealed wall plate. For general purpose use throughout the facility to hang various items of apparel.
A5180 | Track, Cubicle, Surface Mounted, With Curtain | 9 | VV | Surface mounted cubicle track, with curtain. Track constructed of thick extruded aluminum. Equipped with self lubricating carriers, beaded drop chain hooks, and flame resistant curtain. To include removable end caps. Designed to be suspended around patient areas where privacy is needed. Price listed is per foot of the track, curtains to be priced per quote.
C02Q0 | Cabinet, Sink, U/C/B, 1 Door, 36x24x22 | 1 | CC | Standing height under counter base sink cabinet with a solid right or left-hinged door (appropriate door configuration to be indicated on equipment elevation drawings). Also referred to as a single-door sink cabinet. For general purpose use throughout the facility where a sink is to be used. Coordinate actual clear cabinet dimension with the actual outside dimension of sink that is specified to ensure that they are compatible.
CD040 | Cabinet, W/H, 2 Shelf, 2 DO, Sloping Top, 38x36x13 | 1 | CC | Wall hung cabinet with two adjustable shelves, solid hinged doors, and sloping top. Also referred to as a solid hinged double door wall case. For general purpose use throughout the facility.
CS010 | Sink, SS, Single Compartment, 7.5x12x12 ID | 1 | CC | Single compartment stainless steel sink, drop-in, self-rimming, ledge-type, connected with a drain and provided with a mixing faucet. It shall also be provided with pre-punched fixture holes on 4" center, integral back ledge to accommodate deck-mounted fixtures, brushed/polished interior and top surfaces, and sound deadened. Recommended for use in suspended or U/C/B sink cabinets having a high plastic laminate or Chemsurf laminate countertop/work surface. For general purpose use throughout the facility.
CT020 | Countertop, Solid Surface | 1 | CC | A solid, nonporous countertop with a smooth seamless appearance. Easy to clean and maintain and with proper cleaning does not support the growth of mold. An acrylic-based solid surface product. Standard thickness of 1", and a 4" butt backsplash/curb. Also referred to as a work surface or work top. Available in a choice of colors and depths. Used in lab and other hospital areas requiring optimum physical and chemical resisting properties.
E0948 | Cart, General Storage, Mobile, 42"H x 32"W x 22"D | 1 | VV | THIS TYPICAL INCLUDES: 1 Cart Body, Style-A Narrow, w/Raised Edge Top 2 Drawers, 3" H 4 Drawers, 6" H 1 Accessory Rail, Side Drawer Organizer Bins
F0205 | Chair, Side With Arms | 1 | VV | Upholstered side chair, 32" high X 21" wide X 23" deep with arms, padded seats and padded backs. Seat height is a minimum of 17". Available with or without sled base.
F0340 | Stool, Self Adjusting | 1 | VV | Self adjusting stool. Consists of a foam padded upholstered seat with attached foot rest for added comfort. Mounted on swivel casters. Designed for doctor's use during examinations.
F2000 | Basket, Wastepaper, Fire Resistant | 1 | VV | Wastepaper basket, fire resistant, approximately 40 quart capacity. This unit is used to collect and temporarily store small quantities of paper refuse in patient rooms, administrative areas and nursing stations. Size and shape varies depending on the application and manufacturer selected.
F3025 | Board, Bulletin, Wood Framed | 1 | VV | Bulletin board approximately 36"W x 24"H. Wood framed 1/2" cork posting panel with moisture proof backing. Units are factory assembled and have keyhole hangers for easy installation.
F3200 | Clock, Battery, 12" Diameter | 1 | VV | Clock, 12" diameter. Round surface, easy to read numbers with sweep second hand. Wall mounted unit for use when impractical to install a fully synchronized clock system. Battery operated, (batteries not included).
M0506 | Television, Flat Screen | 1 | VV | Flat screen television with approximately 32'" to 40' diagonal screen size. The TV will have built-in speakers, NTSC tuner, a 16:9 wide screen aspect ratio, a minimum of 1280 x 768 resolution and a remote control.
M1801 | Computer, Microprocessing, w/Flat Panel Monitor | 1 | VV | Desk top microprocessing computer. The unit shall consist of a central processing mini tower, flat panel monitor, keyboard, mouse and speakers. The system shall have the following minimum characteristics: a 2.8 GHz Pentium processor; 512 MB memory; 80GB hard drive; 32/48x CD-ROMDVD combo; 1.44MB network interface card; video 32 MB NVIDIA; a 18 inch flat panel monitor. The computer is used throughout the facility to input, manipulate and retrieve information.
M1803 | Workstation, Computer, Wall Mounted, Adjustable | 1 | VV | A wall mounted computer workstation with height adjustable monitor and keyboard arms. Keyboard and monitor can be stored within 8" to 10" of wall. Fingertip adjustability for keyboard and monitor enable frequent position changes. Unit contains an integrated cable management system to hide wires. A separate wall-mounted CPU holder is included.
M4100 | Sphygmomanometer, Aneroid, Wall Mounted | 1 | VV | Aneroid sphygmomanometer. Unit is wall mounted and has large graphic dial display for easy reading from all angles. It has a 90 degree (angle) swivel and 10 degree (angle) forward tilt to reduce glare. Unit accuracy is within 1% of reading. Sturdy impact-resistant construction.
M4200 | Otoscope/Ophthalmoscope, Wall Mounted | 1 | VV | Wall mounted otoscope and ophthalmoscope. Includes 6 foot line cord and plug and accepts and includes two handles. Contains head turn-on/turn-off, built-in speculum tray and 8 foot coiled cords. Unit is designed for use in patient exam rooms.
M6050 | Retinal Imaging System, Fluoroscein/Indocyanine | 1 | VV | Digital camera system for conducting fluorescing and indocyanine green studies of the choroid of the retina. The infrared sensitive camera has interchangeable barrier and exciter filters for the different dyes. The camera transmits images to a high resolution computer system and monitors for viewing, analysis, enhancement, manipulation, recording and color printing. Database reflects pricing and physical characteristics for the entire system with its required computer.
M7401 | Light, Exam, Mobile, Spotlight, Mobile Stand | 1 | VV | The exam light shall be a mobile floor unit. The light will be a halogen bulb or LED that can produce a continuous and homogeneous spot of light adjustable from 5 to 9 inches in diameter from a set distance. The light intensity shall be a minimum of 750 foot-candles at a distance of 16 inches and have a color temperature of 3,200 degrees Kelvin. The unit will consist of an arm or sleeve of approximately 45 inches in length to allow for easy arm rotation and arm movement up and down. The unit shall be mounted on a caster base for easy movement.,
M9025 | Table, Examination/Treatment, With Cabinet | 1 | VV | Table, examination/treatment with cabinet. Cabinet type exam table with three section upholstered top adjustable to a full chair position. Concealed heel stirrups, dual outlets, drawers, and storage space with optional armboard. Unit is designed for general use in examination/treatment rooms.
11 - CLSC4 - Shared Medical Appointment Room | 11 - CLSC4 - Shared Medical Appointment Room | 11 - CLSC4 - Shared Medical Appointment Room | 11 - CLSC4 - Shared Medical Appointment Room | 11 - CLSC4 - Shared Medical Appointment Room
JSN | NAME | QTY | ACQ | DESCRIPTION
A1010 | Telecommunication Outlet | 2 | CC | Telecommunication outlet location.
A5212 | Bracket, Television, Wall-Mounted, Tilt/Angle | 1 | VV | A wall mounted, tilt/angled TV bracket for 37" to 80" TVs. Mount will be a universal and VESA compliant unit with a load capacity of up to 130 lbs.
A5220 | Bracket, Television, Wall Backing | 1 | CC | Wall mounted television bracket backing which provides additional support and strength for the installation of the television bracket. Option available for interior or exterior plate and sized for 12â€ 16â€ or 24â€ stud spacing.
E0945 | Cart, Computer, Mobile | 2 | VV | A mobile computer cart for use throughout the facility. The cart dimensions will be approximately 45" H x 30" W x 22" D with casters. May include drawers and miscellaneous other accessories that will be determined at time of purchase. This Typical may include: 1 Cart Body, w/Computer Support, Style-A Narrow, w/Raised Edge Top 1 Flip-Up Shelf 1 Sharps Container Holder 1 Wastebasket 1 Chart Holder 2 Drawers, 3"H 2 Drawers, 6"H 3 Accessory Rail, Side Drawer Organizer Bins
F0295 | Chair, Stacking | 16 | VV | Stacking chair, approximately 34" H X 21" W X 24" D. May be stacked up to 20 high depending upon the model selected. These chairs are intended primarily as overflow capacity for conference rooms.
F0435 | Cabinet, Storage, Multi Media | 1 | VV | Multi media storage cabinet, approximately 60" high X 36" wide X 14" deep. For the storage of various types of audio or video cassettes, DVDs, CDs, and other media material.
F0860 | Table, Mobile | 4 | VV | Mobile table. The unit provides mobile or isolated freestanding work surface. Characteristics and components include 3-1/2 inch casters and attached drawer bearers. Unit is used for general work applications, primarily in dry areas.
F2010 | Basket, Wastepaper, Step-On | 1 | VV | "Step-on" wastepaper basket with inner liner and foot petal activated flip top.
F3060 | Whiteboard, Projection Screen Combination | 1 | VV | Whiteboard and projection screen combination approximately 48" H x 72" W. Magnetic surface with matte finish for projection. Hard board stabilizer with aluminum foil back. For use with water color pens.
M0506 | Television, Flat Screen | 1 | VV | Flat screen television with approximately 32'" to 40' diagonal screen size. The TV will have built-in speakers, NTSC tuner, a 16:9 wide screen aspect ratio, a minimum of 1280 x 768 resolution and a remote control.
M1801 | Computer, Microprocessing, w/Flat Panel Monitor | 2 | VV | Desk top microprocessing computer. The unit shall consist of a central processing mini tower, flat panel monitor, keyboard, mouse and speakers. The system shall have the following minimum characteristics: a 2.8 GHz Pentium processor; 512 MB memory; 80GB hard drive; 32/48x CD-ROMDVD combo; 1.44MB network interface card; video 32 MB NVIDIA; a 18 inch flat panel monitor. The computer is used throughout the facility to input, manipulate and retrieve information.
12 - SRE01 - Storage, Shared Medical Appointments | 12 - SRE01 - Storage, Shared Medical Appointments | 12 - SRE01 - Storage, Shared Medical Appointments | 12 - SRE01 - Storage, Shared Medical Appointments | 12 - SRE01 - Storage, Shared Medical Appointments
JSN | NAME | QTY | ACQ | DESCRIPTION
A1010 | Telecommunication Outlet | 1 | CC | Telecommunication outlet location.
M2055 | Shelving, Storage, Wire, CRS, w/Adjustable Shelves | 4 | VV | Stationary, wire, shelving unit. Unit has fully adjustable shelves constructed of stainless steel. For use in general purpose storage areas. Shelving is provided in various sizes and configurations. Price provided is for a unit approximately 74"H x 18"D x 48"W with four shelves.
13 - RCA06 - Alcove, Medication | 13 - RCA06 - Alcove, Medication | 13 - RCA06 - Alcove, Medication | 13 - RCA06 - Alcove, Medication | 13 - RCA06 - Alcove, Medication
JSN | NAME | QTY | ACQ | DESCRIPTION
A1010 | Telecommunication Outlet | 1 | CC | Telecommunication outlet location.
A5075 | Dispenser, Soap, Disposable | 1 | VV | Disposable soap dispenser. One-handed dispensing operation. Designed to accommodate disposable soap cartridge and valve.
A5082 | Dispenser, Paper Towel, Sensor, Hands Free | 1 | CC | A surface mounted, sensor activated, automatic, roll paper towel dispenser. The unit dispenses a paper towel automatically only when hands are place in position below the dispenser for maximum sanitation and hygiene. May include adjustable settings for sheet length, time delay, and sensor range. Unit is battery operated or with optional AC power adapter.
A5107 | Dispenser, Glove, Surgical/Examination, Wall Mntd | 1 | VV | Examination three (Small Medium, Large) glove dispenser box for wall mounting. Fabricated of either cold rolled steel with a white baked enamel finish, plastic or acrylic. Hardware not included, Option 3 powder coated steel.
A5108 | Waste Disposal Unit, Sharps | 1 | VV | A container for collecting and transporting syringes and other sharps for decontamination and disposal. Available in 2 gallon and 8 gallon with locking rotor. Complies with OSHA regulations for handling sharps.
CS010 | Sink, SS, Single Compartment, 7.5x12x12 ID | 1 | CC | Single compartment stainless steel sink, drop-in, self-rimming, ledge-type, connected with a drain and provided with a mixing faucet. It shall also be provided with pre-punched fixture holes on 4" center, integral back ledge to accommodate deck-mounted fixtures, brushed/polished interior and top surfaces, and sound deadened. Recommended for use in suspended or U/C/B sink cabinets having a high plastic laminate or Chemsurf laminate countertop/work surface. For general purpose use throughout the facility.
CT020 | Countertop, Solid Surface | 1 | CC | A solid, nonporous countertop with a smooth seamless appearance. Easy to clean and maintain and with proper cleaning does not support the growth of mold. An acrylic-based solid surface product. Standard thickness of 1", and a 4" butt backsplash/curb. Also referred to as a work surface or work top. Available in a choice of colors and depths. Used in lab and other hospital areas requiring optimum physical and chemical resisting properties.
F2000 | Basket, Wastepaper, Fire Resistant | 1 | VV | Wastepaper basket, fire resistant, approximately 40 quart capacity. This unit is used to collect and temporarily store small quantities of paper refuse in patient rooms, administrative areas and nursing stations. Size and shape varies depending on the application and manufacturer selected.
M1801 | Computer, Microprocessing, w/Flat Panel Monitor | 1 | VV | Desk top microprocessing computer. The unit shall consist of a central processing mini tower, flat panel monitor, keyboard, mouse and speakers. The system shall have the following minimum characteristics: a 2.8 GHz Pentium processor; 512 MB memory; 80GB hard drive; 32/48x CD-ROMDVD combo; 1.44MB network interface card; video 32 MB NVIDIA; a 18 inch flat panel monitor. The computer is used throughout the facility to input, manipulate and retrieve information.
M1803 | Workstation, Computer, Wall Mounted, Adjustable | 1 | VV | A wall mounted computer workstation with height adjustable monitor and keyboard arms. Keyboard and monitor can be stored within 8" to 10" of wall. Fingertip adjustability for keyboard and monitor enable frequent position changes. Unit contains an integrated cable management system to hide wires. A separate wall-mounted CPU holder is included.
M3150 | Distribution System, Medication, Automatic | 1 | VV | An automated dispensing system that provides controlled dispensing, inventory and security. Size and cost will vary dependent on number of modules selected.
R6200 | Refrigerator, U/C or F/S, 5 Cu Ft | 1 | VV | Utility refrigerator approximately 35" H x 24" W x 26" D. The unit has a two tray ice cube cooling system. The refrigerator fits standard architectural dimensions for undercounter installation. The unit is perfect for use in nurses' station, wards, and laboratories, pharmacies or wherever space is limited.
14 - RCA01 - Alcove, AED | 14 - RCA01 - Alcove, AED | 14 - RCA01 - Alcove, AED | 14 - RCA01 - Alcove, AED | 14 - RCA01 - Alcove, AED
JSN | NAME | QTY | ACQ | DESCRIPTION
M7660 | Defibrillator/Monitor/Recorder, Portable | 1 | VV | Portable defibrillator-monitor-recorder. Integral unit system operable from self-contained rechargeable batteries. ECG may be viewed through paddles or patient cable. Options include external pacing and 12-Lead.
15 - WRTM1 - Teamwork Area | 15 - WRTM1 - Teamwork Area | 15 - WRTM1 - Teamwork Area | 15 - WRTM1 - Teamwork Area | 15 - WRTM1 - Teamwork Area
JSN | NAME | QTY | ACQ | DESCRIPTION
A1010 | Telecommunication Outlet | 4 | CC | Telecommunication outlet location.
A1015 | Telephone, Desk, Multiple Line | 2 | VV | Telephone, desk, multiple line.
E0123 | Workstation, Straight, Free Standing, 72" W | 4 | VV | This JSN will provide a whole work station typical to quickly plan work in areas in clinical or administrative spaces. There will be a price decrease if typical work stations are used with vertical hanging strips instead of panels. THIS TYPICAL INCLUDES: 4 Standard Solid Panels 2 Panel Connectors, 2-Way Corner 1 Panel-to-Panel Connector 2 Finished End Hardware 1 Cantilevered, Work Surface 2 Lockable Flipper Units 2 Shelf, Storage/Displays 2 Lights 1 Tack board 1 Tool Rail 1 Paper Tray 1 Diagonal Tray 1 Adjustable Keyboard Tray 1 Mobile Pedestal, Box/File
F0275 | Chair, Swivel, High Back | 4 | VV | Highback contemporary swivel chair, 41" high X 23" wide X 23" deep with five (5) caster swivel base and arms. Chair may be used at desks or in conference rooms. Back and seat are foam padded and upholstered with either woven textile fabric or vinyl.
F0420 | Cabinet, Filing, Lateral, Half Height | 2 | VV | Half height two (2) or three (3) drawer lateral filing cabinet, 28" high X 42" wide X 18" deep with recessed handles, locking device and drawer label holders. Drawers are adaptable to either letter or legal size materials.
F2000 | Basket, Wastepaper, Fire Resistant | 4 | VV | Wastepaper basket, fire resistant, approximately 40 quart capacity. This unit is used to collect and temporarily store small quantities of paper refuse in patient rooms, administrative areas and nursing stations. Size and shape varies depending on the application and manufacturer selected.
F3200 | Clock, Battery, 12" Diameter | 1 | VV | Clock, 12" diameter. Round surface, easy to read numbers with sweep second hand. Wall mounted unit for use when impractical to install a fully synchronized clock system. Battery operated, (batteries not included).
M1801 | Computer, Microprocessing, w/Flat Panel Monitor | 4 | VV | Desk top microprocessing computer. The unit shall consist of a central processing mini tower, flat panel monitor, keyboard, mouse and speakers. The system shall have the following minimum characteristics: a 2.8 GHz Pentium processor; 512 MB memory; 80GB hard drive; 32/48x CD-ROMDVD combo; 1.44MB network interface card; video 32 MB NVIDIA; a 18 inch flat panel monitor. The computer is used throughout the facility to input, manipulate and retrieve information.
16 - OFA07 - Workstation, Extended Team | 16 - OFA07 - Workstation, Extended Team | 16 - OFA07 - Workstation, Extended Team | 16 - OFA07 - Workstation, Extended Team | 16 - OFA07 - Workstation, Extended Team
JSN | NAME | QTY | ACQ | DESCRIPTION
A1010 | Telecommunication Outlet | 2 | CC | Telecommunication outlet location.
A1015 | Telephone, Desk, Multiple Line | 1 | VV | Telephone, desk, multiple line.
E0123 | Workstation, Straight, Free Standing, 72" W | 1 | VV | This JSN will provide a whole work station typical to quickly plan work in areas in clinical or administrative spaces. There will be a price decrease if typical work stations are used with vertical hanging strips instead of panels. THIS TYPICAL INCLUDES: 4 Standard Solid Panels 2 Panel Connectors, 2-Way Corner 1 Panel-to-Panel Connector 2 Finished End Hardware 1 Cantilevered, Work Surface 2 Lockable Flipper Units 2 Shelf, Storage/Displays 2 Lights 1 Tack board 1 Tool Rail 1 Paper Tray 1 Diagonal Tray 1 Adjustable Keyboard Tray 1 Mobile Pedestal, Box/File
F0275 | Chair, Swivel, High Back | 1 | VV | Highback contemporary swivel chair, 41" high X 23" wide X 23" deep with five (5) caster swivel base and arms. Chair may be used at desks or in conference rooms. Back and seat are foam padded and upholstered with either woven textile fabric or vinyl.
F0420 | Cabinet, Filing, Lateral, Half Height | 1 | VV | Half height two (2) or three (3) drawer lateral filing cabinet, 28" high X 42" wide X 18" deep with recessed handles, locking device and drawer label holders. Drawers are adaptable to either letter or legal size materials.
F2000 | Basket, Wastepaper, Fire Resistant | 1 | VV | Wastepaper basket, fire resistant, approximately 40 quart capacity. This unit is used to collect and temporarily store small quantities of paper refuse in patient rooms, administrative areas and nursing stations. Size and shape varies depending on the application and manufacturer selected.
M1801 | Computer, Microprocessing, w/Flat Panel Monitor | 1 | VV | Desk top microprocessing computer. The unit shall consist of a central processing mini tower, flat panel monitor, keyboard, mouse and speakers. The system shall have the following minimum characteristics: a 2.8 GHz Pentium processor; 512 MB memory; 80GB hard drive; 32/48x CD-ROMDVD combo; 1.44MB network interface card; video 32 MB NVIDIA; a 18 inch flat panel monitor. The computer is used throughout the facility to input, manipulate and retrieve information.
17 - WKTM3 - Workroom, Patient Aligned Care Team (PACT) | 17 - WKTM3 - Workroom, Patient Aligned Care Team (PACT) | 17 - WKTM3 - Workroom, Patient Aligned Care Team (PACT) | 17 - WKTM3 - Workroom, Patient Aligned Care Team (PACT) | 17 - WKTM3 - Workroom, Patient Aligned Care Team (PACT)
JSN | NAME | QTY | ACQ | DESCRIPTION
A1010 | Telecommunication Outlet | 2 | CC | Telecommunication outlet location.
A1011 | Telephone, Desk, 1 Line | 1 | VV | Telephone, desk, 1 line.
A6046 | Artwork, Decorative, With Frame | 1 | VV | This JSN is to be used for determining and defining location of decorative artwork.
E0120 | Workstation, Straight, Free Standing, 60" W | 2 | VV | This JSN will provide a whole work station typical to quickly plan work areas in clinical or administrative spaces. There will be a price decrease if typical work stations are used with vertical hanging strips instead of panels. THIS TYPICAL INCLUDES: 3 Standard Solid Panels 1 Panel - to Panel Connector 1 Panel Connector, 2-Way Corner 2 Finished End Hardware 1 Cantilevered, Work Surface 2 Lockable Flipper Units 2 Lights 1 Tack board 1 Tool Rail 1 Paper Tray 1 Diagonal Tray 1 Adjustable Keyboard Tray 1 Mobile Pedestal, Box/File 1 Support Panel
F0275 | Chair, Swivel, High Back | 2 | VV | Highback contemporary swivel chair, 41" high X 23" wide X 23" deep with five (5) caster swivel base and arms. Chair may be used at desks or in conference rooms. Back and seat are foam padded and upholstered with either woven textile fabric or vinyl.
F0420 | Cabinet, Filing, Lateral, Half Height | 1 | VV | Half height two (2) or three (3) drawer lateral filing cabinet, 28" high X 42" wide X 18" deep with recessed handles, locking device and drawer label holders. Drawers are adaptable to either letter or legal size materials.
F2000 | Basket, Wastepaper, Fire Resistant | 1 | VV | Wastepaper basket, fire resistant, approximately 40 quart capacity. This unit is used to collect and temporarily store small quantities of paper refuse in patient rooms, administrative areas and nursing stations. Size and shape varies depending on the application and manufacturer selected.
F3200 | Clock, Battery, 12" Diameter | 1 | VV | Clock, 12" diameter. Round surface, easy to read numbers with sweep second hand. Wall mounted unit for use when impractical to install a fully synchronized clock system. Battery operated, (batteries not included).
M1801 | Computer, Microprocessing, w/Flat Panel Monitor | 2 | VV | Desk top microprocessing computer. The unit shall consist of a central processing mini tower, flat panel monitor, keyboard, mouse and speakers. The system shall have the following minimum characteristics: a 2.8 GHz Pentium processor; 512 MB memory; 80GB hard drive; 32/48x CD-ROMDVD combo; 1.44MB network interface card; video 32 MB NVIDIA; a 18 inch flat panel monitor. The computer is used throughout the facility to input, manipulate and retrieve information.
18 - CFR01 - Training Room, Staff | 18 - CFR01 - Training Room, Staff | 18 - CFR01 - Training Room, Staff | 18 - CFR01 - Training Room, Staff | 18 - CFR01 - Training Room, Staff
JSN | NAME | QTY | ACQ | DESCRIPTION
A1020 | Telephone, Conferencing System | 1 | VV | A tabletop telephone conferencing system typically found in a conference room. Features and accessories include 12-key telephone keypad, multiple conferencing navigation keys, console microphones, dynamic noise reduction, LCD display, caller ID and console loudspeaker.
A5212 | Bracket, Television, Wall-Mounted, Tilt/Angle | 1 | VV | A wall mounted, tilt/angled TV bracket for 37" to 80" TVs. Mount will be a universal and VESA compliant unit with a load capacity of up to 130 lbs.
A5220 | Bracket, Television, Wall Backing | 1 | CC | Wall mounted television bracket backing which provides additional support and strength for the installation of the television bracket. Option available for interior or exterior plate and sized for 12â€ 16â€ or 24â€ stud spacing.
F0220 | Chair, Conference | 8 | VV | Conference chair designed to complement the executive furniture package selected. Foam rubber cushioned seats and backs covered with either woven fabric or vinyl. Base with 5 (five) swivel casters.
F0700 | Table, Computer, Medium Size | 1 | VV | Medium sized computer table, approximately 35" high x 48" wide x 30" deep with enough surface for a CPU, monitor, keyboard and (optional) printer.
F0765 | Table, Folding / Nesting | 4 | VV | Folding table intended for a variety of uses. Designed with a flip top that allows tables to store nested to minimize needed storage space. Available in multiple laminate finish colors/patterns, bases, surface shapes (description and pricing based on a rectangle shape) and edge finish, . Available with leveling glides or casters (2 locking, 2 non-locking).
F2000 | Basket, Wastepaper, Fire Resistant | 1 | VV | Wastepaper basket, fire resistant, approximately 40 quart capacity. This unit is used to collect and temporarily store small quantities of paper refuse in patient rooms, administrative areas and nursing stations. Size and shape varies depending on the application and manufacturer selected.
F3200 | Clock, Battery, 12" Diameter | 1 | VV | Clock, 12" diameter. Round surface, easy to read numbers with sweep second hand. Wall mounted unit for use when impractical to install a fully synchronized clock system. Battery operated, (batteries not included).
M0507 | Video Teleconferencing System | 1 | VV | Shall be a video conferencing unit consisting of a camera, microphone, video/audio compression components, a component cart and a 32 inch monitor. It shall provide live audio-visual conferencing capabilities to dispersed geographic sites.
M0512 | Television, HDTV, Large Screen, 60" | 1 | VV | A high definition (HDTV) multimedia, slim design, 60"W to 65"W color television. The TV will have a 16.9 wide screen aspect ratio with full HD 1080p resolution and HDMI connections. TV may be LED, Plasma or LCD. TV will include a stand.
M1801 | Computer, Microprocessing, w/Flat Panel Monitor | 1 | VV | Desk top microprocessing computer. The unit shall consist of a central processing mini tower, flat panel monitor, keyboard, mouse and speakers. The system shall have the following minimum characteristics: a 2.8 GHz Pentium processor; 512 MB memory; 80GB hard drive; 32/48x CD-ROMDVD combo; 1.44MB network interface card; video 32 MB NVIDIA; a 18 inch flat panel monitor. The computer is used throughout the facility to input, manipulate and retrieve information.
19 - OFA07 - Workstation, Administrative | 19 - OFA07 - Workstation, Administrative | 19 - OFA07 - Workstation, Administrative | 19 - OFA07 - Workstation, Administrative | 19 - OFA07 - Workstation, Administrative
JSN | NAME | QTY | ACQ | DESCRIPTION
A1010 | Telecommunication Outlet | 2 | CC | Telecommunication outlet location.
A1015 | Telephone, Desk, Multiple Line | 1 | VV | Telephone, desk, multiple line.
E0123 | Workstation, Straight, Free Standing, 72" W | 1 | VV | This JSN will provide a whole work station typical to quickly plan work in areas in clinical or administrative spaces. There will be a price decrease if typical work stations are used with vertical hanging strips instead of panels. THIS TYPICAL INCLUDES: 4 Standard Solid Panels 2 Panel Connectors, 2-Way Corner 1 Panel-to-Panel Connector 2 Finished End Hardware 1 Cantilevered, Work Surface 2 Lockable Flipper Units 2 Shelf, Storage/Displays 2 Lights 1 Tack board 1 Tool Rail 1 Paper Tray 1 Diagonal Tray 1 Adjustable Keyboard Tray 1 Mobile Pedestal, Box/File
F0275 | Chair, Swivel, High Back | 1 | VV | Highback contemporary swivel chair, 41" high X 23" wide X 23" deep with five (5) caster swivel base and arms. Chair may be used at desks or in conference rooms. Back and seat are foam padded and upholstered with either woven textile fabric or vinyl.
F0420 | Cabinet, Filing, Lateral, Half Height | 1 | VV | Half height two (2) or three (3) drawer lateral filing cabinet, 28" high X 42" wide X 18" deep with recessed handles, locking device and drawer label holders. Drawers are adaptable to either letter or legal size materials.
F2000 | Basket, Wastepaper, Fire Resistant | 1 | VV | Wastepaper basket, fire resistant, approximately 40 quart capacity. This unit is used to collect and temporarily store small quantities of paper refuse in patient rooms, administrative areas and nursing stations. Size and shape varies depending on the application and manufacturer selected.
M1801 | Computer, Microprocessing, w/Flat Panel Monitor | 1 | VV | Desk top microprocessing computer. The unit shall consist of a central processing mini tower, flat panel monitor, keyboard, mouse and speakers. The system shall have the following minimum characteristics: a 2.8 GHz Pentium processor; 512 MB memory; 80GB hard drive; 32/48x CD-ROMDVD combo; 1.44MB network interface card; video 32 MB NVIDIA; a 18 inch flat panel monitor. The computer is used throughout the facility to input, manipulate and retrieve information.
20 - CFR01 - Conference Room | 20 - CFR01 - Conference Room | 20 - CFR01 - Conference Room | 20 - CFR01 - Conference Room | 20 - CFR01 - Conference Room
JSN | NAME | QTY | ACQ | DESCRIPTION
A1020 | Telephone, Conferencing System | 1 | VV | A tabletop telephone conferencing system typically found in a conference room. Features and accessories include 12-key telephone keypad, multiple conferencing navigation keys, console microphones, dynamic noise reduction, LCD display, caller ID and console loudspeaker.
A5212 | Bracket, Television, Wall-Mounted, Tilt/Angle | 1 | VV | A wall mounted, tilt/angled TV bracket for 37" to 80" TVs. Mount will be a universal and VESA compliant unit with a load capacity of up to 130 lbs.
A5220 | Bracket, Television, Wall Backing | 1 | CC | Wall mounted television bracket backing which provides additional support and strength for the installation of the television bracket. Option available for interior or exterior plate and sized for 12â€ 16â€ or 24â€ stud spacing.
F0220 | Chair, Conference | 8 | VV | Conference chair designed to complement the executive furniture package selected. Foam rubber cushioned seats and backs covered with either woven fabric or vinyl. Base with 5 (five) swivel casters.
F0700 | Table, Computer, Medium Size | 1 | VV | Medium sized computer table, approximately 35" high x 48" wide x 30" deep with enough surface for a CPU, monitor, keyboard and (optional) printer.
F0765 | Table, Folding / Nesting | 4 | VV | Folding table intended for a variety of uses. Designed with a flip top that allows tables to store nested to minimize needed storage space. Available in multiple laminate finish colors/patterns, bases, surface shapes (description and pricing based on a rectangle shape) and edge finish, . Available with leveling glides or casters (2 locking, 2 non-locking).
F2000 | Basket, Wastepaper, Fire Resistant | 1 | VV | Wastepaper basket, fire resistant, approximately 40 quart capacity. This unit is used to collect and temporarily store small quantities of paper refuse in patient rooms, administrative areas and nursing stations. Size and shape varies depending on the application and manufacturer selected.
F3200 | Clock, Battery, 12" Diameter | 1 | VV | Clock, 12" diameter. Round surface, easy to read numbers with sweep second hand. Wall mounted unit for use when impractical to install a fully synchronized clock system. Battery operated, (batteries not included).
M0507 | Video Teleconferencing System | 1 | VV | Shall be a video conferencing unit consisting of a camera, microphone, video/audio compression components, a component cart and a 32 inch monitor. It shall provide live audio-visual conferencing capabilities to dispersed geographic sites.
M0512 | Television, HDTV, Large Screen, 60" | 1 | VV | A high definition (HDTV) multimedia, slim design, 60"W to 65"W color television. The TV will have a 16.9 wide screen aspect ratio with full HD 1080p resolution and HDMI connections. TV may be LED, Plasma or LCD. TV will include a stand.
M1801 | Computer, Microprocessing, w/Flat Panel Monitor | 1 | VV | Desk top microprocessing computer. The unit shall consist of a central processing mini tower, flat panel monitor, keyboard, mouse and speakers. The system shall have the following minimum characteristics: a 2.8 GHz Pentium processor; 512 MB memory; 80GB hard drive; 32/48x CD-ROMDVD combo; 1.44MB network interface card; video 32 MB NVIDIA; a 18 inch flat panel monitor. The computer is used throughout the facility to input, manipulate and retrieve information.
21 - UCCL1 - Utility Room, Clean | 21 - UCCL1 - Utility Room, Clean | 21 - UCCL1 - Utility Room, Clean | 21 - UCCL1 - Utility Room, Clean | 21 - UCCL1 - Utility Room, Clean
JSN | NAME | QTY | ACQ | DESCRIPTION
A1010 | Telecommunication Outlet | 1 | CC | Telecommunication outlet location.
E0903 | Locker, Supply, w/Shelves, Wall Mtd, 23"W x 20"D | 2 | VV | THIS TYPICAL INCLUDES: 1 Wall Mounted Rail 1 Supply Locker 1 Drawer, 9"H 4 Tray/Shelves Drawer Organizers Consider the need for an E0921 to transport the locker from place to place.
E0906 | Locker, Supply, General, Wall Mtd, 23"W x 20"D | 2 | VV | THIS TYPICAL INCLUDES: 1 Wall Mounted Rail 1 Locked Storage Container 2 Tray/Shelves 1 Drawer, 3"H 3 Drawers, 6"H 2 Drawers, 9"H 1 Tray/Shelf Divider Drawer Organizer Bins Consider the need for an E0921 to transport the locker from place to place.
E0912 | Locker, Supply, Med Surg, Wall Mtd | 2 | VV | Medical/Surgical Supply locker, Wall Mounted, approximately 23"W x 20"D. THIS TYPICAL INCLUDES: 1 Wall Mounted Rail 1 Locked Storage Container 4 Tray/Shelves 5 Drawers, 3"H 2 Drawers, 6"H 2 Tray/Shelf Dividers Drawer Organizer Bins Consider the need for an E0921 to transport the locker from place to place.
E1500 | Rail, MOD, W/MNTD, HX144XD | 1 | VV | Wall mounted rail used for hanging (mounting) lockers, shelves and drawers on a wall.
F2000 | Basket, Wastepaper, Fire Resistant | 1 | VV | Wastepaper basket, fire resistant, approximately 40 quart capacity. This unit is used to collect and temporarily store small quantities of paper refuse in patient rooms, administrative areas and nursing stations. Size and shape varies depending on the application and manufacturer selected.
22 - SRE01 - Storage, Medical Equipment | 22 - SRE01 - Storage, Medical Equipment | 22 - SRE01 - Storage, Medical Equipment | 22 - SRE01 - Storage, Medical Equipment | 22 - SRE01 - Storage, Medical Equipment
JSN | NAME | QTY | ACQ | DESCRIPTION
A1010 | Telecommunication Outlet | 1 | CC | Telecommunication outlet location.
M2055 | Shelving, Storage, Wire, CRS, w/Adjustable Shelves | 4 | VV | Stationary, wire, shelving unit. Unit has fully adjustable shelves constructed of stainless steel. For use in general purpose storage areas. Shelving is provided in various sizes and configurations. Price provided is for a unit approximately 74"H x 18"D x 48"W with four shelves.
23 - SL001 - Lounge, Staff | 23 - SL001 - Lounge, Staff | 23 - SL001 - Lounge, Staff | 23 - SL001 - Lounge, Staff | 23 - SL001 - Lounge, Staff
JSN | NAME | QTY | ACQ | DESCRIPTION
A1010 | Telecommunication Outlet | 1 | CC | Telecommunication outlet location.
A1012 | Telephone, Wall Mounted, 1 Line | 1 | VV | Telephone, wall mounted, 1 line.
A1080 | Mirror, Posture, Wall Mounted | 1 | CC | Wall mounted posture mirror. Consists of a 1/4" plate glass in a sturdy corrosion resistant frame with water proof back. For educational and therapy programs.
A5075 | Dispenser, Soap, Disposable | 1 | VV | Disposable soap dispenser. One-handed dispensing operation. Designed to accommodate disposable soap cartridge and valve.
A5080 | Dispenser, Paper Towel, SS, Surface Mounted | 1 | CC | A surface mounted, satin finish stainless steel, single-fold, paper towel dispenser. Dispenser features: tumbler lock; front hinged at bottom; and refill indicator slot. Minimum capacity 400 single-fold paper towels. For general purpose use throughout the facility.
A5145 | Hook, Garment, Double, SS, Surface Mounted | 1 | CC | A surface mounted, satin finish stainless steel, double garment hook. Equipped with a concealed mounting bracket that is secured to a concealed wall plate. For general purpose use throughout the facility to hang various items of apparel.
A5210 | Bracket, Television, Wall Mounted, w/Adjust Arm | 1 | VV | Wall mounted television bracket with adjustable arm. Consists of movable arm with minimum 120 degree swivel. Designed for holding wall mounted, flat panel television units in patient rooms.
A5220 | Bracket, Television, Wall Backing | 1 | CC | Wall mounted television bracket backing which provides additional support and strength for the installation of the television bracket. Option available for interior or exterior plate and sized for 12â€ 16â€ or 24â€ stud spacing.
C02C0 | Cabinet, U/C/B, 1 Shelf, 1 Drawer, 1 DO, 36x24x22 | 1 | CC | Standing height under counter base cabinet with an adjustable shelf and a full width drawer above a solid right or left-hinged door (appropriate door hinge configuration to be indicated on equipment elevation drawings). Also referred to as a combination cabinet or a drawer and cupboard cabinet. For general purpose use throughout the facility.
C02D0 | Cabinet, U/C/B, 4 Drawer, 36x24x22 | 1 | CC | Standing height under counter base cabinet with four full width drawers of equal height. Also referred to as a drawer cabinet. For general purpose use throughout the facility.
C04P0 | Cabinet, Sink, U/C/B, 2 Door, 36x36x22 | 1 | CC | Standing height under counter base sink cabinet with solid hinged doors. Also referred to as a double-door sink cabinet. For general purpose use throughout the facility where a sink is to be used. Coordinate actual clear cabinet dimension with the actual outside dimension of sink that is specified to ensure that they are compatible.
CB020 | Cabinet, W/H, 2 Shelf, 1 DO, Sloping Top, 38x24x13 | 2 | CC | Wall hung cabinet with two adjustable shelves, solid right or left-hinged door (appropriate door hinge configuration to be indicated on equipment elevation drawings), and sloping top. Also referred to as a solid hinged single door case. For general purpose use throughout the facility.
CS010 | Sink, SS, Single Compartment, 7.5x12x12 ID | 1 | CC | Single compartment stainless steel sink, drop-in, self-rimming, ledge-type, connected with a drain and provided with a mixing faucet. It shall also be provided with pre-punched fixture holes on 4" center, integral back ledge to accommodate deck-mounted fixtures, brushed/polished interior and top surfaces, and sound deadened. Recommended for use in suspended or U/C/B sink cabinets having a high plastic laminate or Chemsurf laminate countertop/work surface. For general purpose use throughout the facility.
CT020 | Countertop, Solid Surface | 7 | CC | A solid, nonporous countertop with a smooth seamless appearance. Easy to clean and maintain and with proper cleaning does not support the growth of mold. An acrylic-based solid surface product. Standard thickness of 1", and a 4" butt backsplash/curb. Also referred to as a work surface or work top. Available in a choice of colors and depths. Used in lab and other hospital areas requiring optimum physical and chemical resisting properties.
F0225 | Chair, Dining Room | 4 | VV | Dining room chair with glides. Chair has straight legs with cushioned cloth or vinyl seat.
F0795 | Table, Dining | 1 | VV | Dining table. Round 42" diameter or square 42" X 42". Used in dining facilities and can comfortably seat up to four (4) persons.
F2015 | Basket, Wastepaper, Metal/Plastic,2 Swinging Doors | 1 | VV | Metal receptacle for soiled / used towels or waste. Equipped with a removable tapered top with two independently operating self-closing, spring hinged doors. Used in public facilities for the collection and temporary storage of refuse.
F3065 | Whiteboard/Bulletin Board, Combination | 1 | VV | A combination whiteboard and bulletin board, half LCS and half cork. Available with either aluminum or wood frame. It can be used in patient rooms or in any appropriate space in the facility.
F3200 | Clock, Battery, 12" Diameter | 1 | VV | Clock, 12" diameter. Round surface, easy to read numbers with sweep second hand. Wall mounted unit for use when impractical to install a fully synchronized clock system. Battery operated, (batteries not included).
K1552 | Brewer, Coffee, Auto, Elect, 3 Burner, Front/Back | 1 | VV | Space saving front to back automatic coffee maker. This unit includes a heating tank, connection for a cold water supply, decanter service with three burners, funnel and a water flow controller. The unit is used for semi-automatic coffee brewing in cafeterias and commercial institutions. The unit automatically shuts off the water flow when enough has passed through to fill the pot. The unit is normally provided plumbed with a hot water faucet to the side for making other hot drinks (tea, cider, cocoa, etc.). The database height dimension does not include the clearance for coffee decanters warming on the upper burners.
K4665 | Oven, Microwave, Consumer | 1 | VV | Counter mounted microwave oven for average duty use. The exterior cabinet can be metal or heavy duty impact resistant plastic. The oven delivers instant energy for rapid heating, defrosting or prime cooking. The oven has touch pad controls, digital timer, power level selector and preprogrammed selectors for commonly cooked items. This oven is commonly found in staff lounges.
M0515 | Television, HD, 40" Class | 1 | VV | High definition (HDTV) multimedia flat panel LED 40" class display television. The TV will have a 16:9 wide screen aspect ratio, minimum of 1920 x 1080 display resolution, digital tuner, minimum refresh rate of 60Hz, minimum of two HDMI ports and 1 USB port ENERGY STAR certified.
R7250 | Refrigerator/Freezer, 20 Cubic Feet | 1 | VV | Refrigerator/freezer unit. This type unit includes a food saver system that helps keep food fresher. It also includes roll out wheels and is equipped for an optional automatic icemaker. This unit is of commercial or residential design and use.
24 - LR001 - Locker, Staff Personal Property | 24 - LR001 - Locker, Staff Personal Property | 24 - LR001 - Locker, Staff Personal Property | 24 - LR001 - Locker, Staff Personal Property | 24 - LR001 - Locker, Staff Personal Property
JSN | NAME | QTY | ACQ | DESCRIPTION
A1030 | Locker, 2 Person, Over/Under | 12 | VV | Two person locker, double tier, 72Hx12Wx18D. This unit includes hooks for coats and hats. Door equipped with safety guard handles. Designed for storage of coats, hats, and other personal belongings. Other width and depths are available.
A1080 | Mirror, Posture, Wall Mounted | 1 | CC | Wall mounted posture mirror. Consists of a 1/4" plate glass in a sturdy corrosion resistant frame with water proof back. For educational and therapy programs.
25 - TNPG1 - Toilet, Staff | 25 - TNPG1 - Toilet, Staff | 25 - TNPG1 - Toilet, Staff | 25 - TNPG1 - Toilet, Staff | 25 - TNPG1 - Toilet, Staff
JSN | NAME | QTY | ACQ | DESCRIPTION
A1067 | Mirror, Float Glass, ADA Accessible | 1 | CC | A high quality 1/4" polished float glass mirror with a stainless steel frame. Frame holds mirror in a tilted position for accessibility and compliance with ADA requirements. Mirror has a galvanized steel back secured to frame with concealed screws with integral horizontal hanging brackets. Mirror shall be approximately 18" wide and 36" high. Other sizes are available.
A5075 | Dispenser, Soap, Disposable | 1 | VV | Disposable soap dispenser. One-handed dispensing operation. Designed to accommodate disposable soap cartridge and valve.
A5082 | Dispenser, Paper Towel, Sensor, Hands Free | 1 | CC | A surface mounted, sensor activated, automatic, roll paper towel dispenser. The unit dispenses a paper towel automatically only when hands are place in position below the dispenser for maximum sanitation and hygiene. May include adjustable settings for sheet length, time delay, and sensor range. Unit is battery operated or with optional AC power adapter.
A5090 | Disposal, Sanitary Napkin, SS, Surface Mounted | 1 | CC | A surface mounted, satin finish stainless steel, sanitary napkin disposal. Disposal features a flip-up cover, secured to the container by a heavy duty stainless steel piano-hinge. Disposal may be secured to wall or toilet partition. For general purpose use in female toilet stalls or rooms and uni-sex toilet rooms.
A5109 | Grab Bar, ABA Compliant, SS, 2-Wall, W/C Accessible | 1 | CC | 2-wall toilet stall/room grab bar with concealed mounting flanges and a satin finish stainless steel peened gripping surface.. Snap over flanges are provided to conceal mounting screws. A selection of mounting kits and concealed anchor devices are available from the manufacturers for different types of installations. Grab bar shall comply with all barrier-free accessibility guidelines for design, sizing, positioning, installation, and structural strength. For typical water closet applications in toilet stalls and rooms where Architectural Barriers Act grab bar requirements must be met.
A5145 | Hook, Garment, Double, SS, Surface Mounted | 1 | CC | A surface mounted, satin finish stainless steel, double garment hook. Equipped with a concealed mounting bracket that is secured to a concealed wall plate. For general purpose use throughout the facility to hang various items of apparel.
A5200 | Dispenser, Toilet Tissue, SS, 2-Roll, Surface Mntd | 1 | CC | A concealed surface mounted, double roll, satin finish stainless steel, toilet tissue dispenser. Unit accommodates two standard-core toilet tissue rolls through 5" in diameter. Spindles are chrome plated plastic with a heavy-duty internal spring and turn freely for non-controlled delivery. For general purpose use in restrooms.
F2010 | Basket, Wastepaper, Step-On | 1 | VV | "Step-on" wastepaper basket with inner liner and foot petal activated flip top.
P3200 | Lavatory, Vitreous China, Slab Type w/Sens Op Fauc | 1 | CC | Wall mounted, slab type, vitreous china, lavatory (approximately 7 x 15 x 10 inches) with faucet holes on 4 inch centers; electronic sensor operated, goose neck spout and grid strainer. It shall be suitable for use in clinics, offices and patient care areas.
P9050 | Toilet, Wall Hung, Siphon Jet | 1 | CC | Siphon jet water closet/ toilet. This unit is wall hung with an elongated bowl, top spud flushometer, seat with open front and check hinge, and carrier. Used in restrooms throughout the health care facility.
4 - PATIENT ALIGNED CARE TEAM (PACT) CLINIC 3 | 4 - PATIENT ALIGNED CARE TEAM (PACT) CLINIC 3 | 4 - PATIENT ALIGNED CARE TEAM (PACT) CLINIC 3 | 4 - PATIENT ALIGNED CARE TEAM (PACT) CLINIC 3 | 4 - PATIENT ALIGNED CARE TEAM (PACT) CLINIC 3
1 - PEHW2 - Alcove, Height / Weight Accessible Station | 1 - PEHW2 - Alcove, Height / Weight Accessible Station | 1 - PEHW2 - Alcove, Height / Weight Accessible Station | 1 - PEHW2 - Alcove, Height / Weight Accessible Station | 1 - PEHW2 - Alcove, Height / Weight Accessible Station
JSN | NAME | QTY | ACQ | DESCRIPTION
M4045 | Scale, Wheelchair, Portable, 1000 lb Capacity | 1 | VV | A battery operated, portable, digital wheelchair scale. This item is designed to accommodate extra-wide wheelchairs for weighing bariatric patients and also can be used for walk-ons. The scale can store the weight of the chair. The digital display unit can be scale mounted or mounted on a wall. An optional AC adapter is available. Designed for a gross 1000 lbs. capacity.
2 - OFDC2 - Consult Room, Patient Aligned Care Team (PACT) | 2 - OFDC2 - Consult Room, Patient Aligned Care Team (PACT) | 2 - OFDC2 - Consult Room, Patient Aligned Care Team (PACT) | 2 - OFDC2 - Consult Room, Patient Aligned Care Team (PACT) | 2 - OFDC2 - Consult Room, Patient Aligned Care Team (PACT)
JSN | NAME | QTY | ACQ | DESCRIPTION
A1010 | Telecommunication Outlet | 2 | CC | Telecommunication outlet location.
A1015 | Telephone, Desk, Multiple Line | 1 | VV | Telephone, desk, multiple line.
A5075 | Dispenser, Soap, Disposable | 1 | VV | Disposable soap dispenser. One-handed dispensing operation. Designed to accommodate disposable soap cartridge and valve.
A5080 | Dispenser, Paper Towel, SS, Surface Mounted | 1 | CC | A surface mounted, satin finish stainless steel, single-fold, paper towel dispenser. Dispenser features: tumbler lock; front hinged at bottom; and refill indicator slot. Minimum capacity 400 single-fold paper towels. For general purpose use throughout the facility.
A5145 | Hook, Garment, Double, SS, Surface Mounted | 1 | CC | A surface mounted, satin finish stainless steel, double garment hook. Equipped with a concealed mounting bracket that is secured to a concealed wall plate. For general purpose use throughout the facility to hang various items of apparel.
CD040 | Cabinet, W/H, 2 Shelf, 2 DO, Sloping Top, 38x36x13 | 1 | CC | Wall hung cabinet with two adjustable shelves, solid hinged doors, and sloping top. Also referred to as a solid hinged double door wall case. For general purpose use throughout the facility.
CS010 | Sink, SS, Single Compartment, 7.5x12x12 ID | 1 | CC | Single compartment stainless steel sink, drop-in, self-rimming, ledge-type, connected with a drain and provided with a mixing faucet. It shall also be provided with pre-punched fixture holes on 4" center, integral back ledge to accommodate deck-mounted fixtures, brushed/polished interior and top surfaces, and sound deadened. Recommended for use in suspended or U/C/B sink cabinets having a high plastic laminate or Chemsurf laminate countertop/work surface. For general purpose use throughout the facility.
CT020 | Countertop, Solid Surface | 1 | CC | A solid, nonporous countertop with a smooth seamless appearance. Easy to clean and maintain and with proper cleaning does not support the growth of mold. An acrylic-based solid surface product. Standard thickness of 1", and a 4" butt backsplash/curb. Also referred to as a work surface or work top. Available in a choice of colors and depths. Used in lab and other hospital areas requiring optimum physical and chemical resisting properties.
F0205 | Chair, Side With Arms | 3 | VV | Upholstered side chair, 32" high X 21" wide X 23" deep with arms, padded seats and padded backs. Seat height is a minimum of 17". Available with or without sled base.
F0340 | Stool, Self Adjusting | 1 | VV | Self adjusting stool. Consists of a foam padded upholstered seat with attached foot rest for added comfort. Mounted on swivel casters. Designed for doctor's use during examinations.
F0740 | Table, Occasional, Lamp | 1 | VV | Occasional lamp table (end table) approximately 20" high X 27" wide X 27" deep with choice of finishes (wood, oak veneer, or high pressure laminate).
F2000 | Basket, Wastepaper, Fire Resistant | 1 | VV | Wastepaper basket, fire resistant, approximately 40 quart capacity. This unit is used to collect and temporarily store small quantities of paper refuse in patient rooms, administrative areas and nursing stations. Size and shape varies depending on the application and manufacturer selected.
F3200 | Clock, Battery, 12" Diameter | 1 | VV | Clock, 12" diameter. Round surface, easy to read numbers with sweep second hand. Wall mounted unit for use when impractical to install a fully synchronized clock system. Battery operated, (batteries not included).
M1801 | Computer, Microprocessing, w/Flat Panel Monitor | 1 | VV | Desk top microprocessing computer. The unit shall consist of a central processing mini tower, flat panel monitor, keyboard, mouse and speakers. The system shall have the following minimum characteristics: a 2.8 GHz Pentium processor; 512 MB memory; 80GB hard drive; 32/48x CD-ROMDVD combo; 1.44MB network interface card; video 32 MB NVIDIA; a 18 inch flat panel monitor. The computer is used throughout the facility to input, manipulate and retrieve information.
M1802 | Work Station, Computer, Retractable, Wall Mounted | 1 | VV | A wall mounted retractable work station. Work station is used as a computer station in treatment rooms, exam rooms and areas where physical space in limited.
3 - EXPA1 - Exam Room, Patient Aligned Care Team (PACT) | 3 - EXPA1 - Exam Room, Patient Aligned Care Team (PACT) | 3 - EXPA1 - Exam Room, Patient Aligned Care Team (PACT) | 3 - EXPA1 - Exam Room, Patient Aligned Care Team (PACT) | 3 - EXPA1 - Exam Room, Patient Aligned Care Team (PACT)
JSN | NAME | QTY | ACQ | DESCRIPTION
A1010 | Telecommunication Outlet | 1 | CC | Telecommunication outlet location.
A1012 | Telephone, Wall Mounted, 1 Line | 1 | VV | Telephone, wall mounted, 1 line.
A1066 | Mirror, Float Glass, With SS Frame | 1 | CC | A high quality 1/4" polished float glass mirror 36X18, framed in a one-piece, bright polished, stainless steel channel frame with 90Â° mitered corners. All edges of the mirror are protected by absorbing filler strips. Mirror has a galvanized steel back with integral horizontal hanging brackets and wall hanger for concealed mounting. For mounting above single wall mounted lavatories located in toilet areas, Doctors examination offices, etc. May also be used above double lavatories, either wall or countertop mounted, found in restroom areas.
A1132 | Rail, Accessory Mounting, Length As Required | 1 | VC | Horizontal equipment mounting rail with lock mounting devices capable of; supporting up to 75 pounds each, being repositioned, and mounting and dismounting of equipment without the use of tools (special tools may be required to unlock adapter that was previously locked to the rail). The rail must be capable of supporting medical equipment and accessories normally found in exam or patient rooms. The rail system must be capable of mounting and dismounting equipment without leaving or creating new holes in the finished surface of the wall. The rail system utilizes a series of mounting plates and adapters specific to the device being mounted to the rail. The plate and adapter rail mounting kit must be specified to match the equipment being mounted to the equipment rail.
A1203 | Lift System, Overhead, Bariatric | 1 | CC | An overhead ceiling mounted rail system specifically designed for bariatric patient lifting and movement within a patient room. The system will consist of recessed or ceiling mounted primary and secondary rails, lift motor with carriage, patient harness or seat, and a hand controller or control box with charger (other charging options may be available). System will facilitate lifting and movement of patient to and from bed, to stretcher, chair, bathroom or other requirements. Lifting capacity is 1000 pounds. Custom design of track layout by manufacturer is essential to meet individual facility requirements.
A5075 | Dispenser, Soap, Disposable | 1 | VV | Disposable soap dispenser. One-handed dispensing operation. Designed to accommodate disposable soap cartridge and valve.
A5080 | Dispenser, Paper Towel, SS, Surface Mounted | 1 | CC | A surface mounted, satin finish stainless steel, single-fold, paper towel dispenser. Dispenser features: tumbler lock; front hinged at bottom; and refill indicator slot. Minimum capacity 400 single-fold paper towels. For general purpose use throughout the facility.
A5107 | Dispenser, Glove, Surgical/Examination, Wall Mntd | 1 | VV | Examination three (Small Medium, Large) glove dispenser box for wall mounting. Fabricated of either cold rolled steel with a white baked enamel finish, plastic or acrylic. Hardware not included, Option 3 powder coated steel.
A5108 | Waste Disposal Unit, Sharps | 1 | VV | A container for collecting and transporting syringes and other sharps for decontamination and disposal. Available in 2 gallon and 8 gallon with locking rotor. Complies with OSHA regulations for handling sharps.
A5145 | Hook, Garment, Double, SS, Surface Mounted | 2 | CC | A surface mounted, satin finish stainless steel, double garment hook. Equipped with a concealed mounting bracket that is secured to a concealed wall plate. For general purpose use throughout the facility to hang various items of apparel.
A5180 | Track, Cubicle, Surface Mounted, With Curtain | 12 | VV | Surface mounted cubicle track, with curtain. Track constructed of thick extruded aluminum. Equipped with self lubricating carriers, beaded drop chain hooks, and flame resistant curtain. To include removable end caps. Designed to be suspended around patient areas where privacy is needed. Price listed is per foot of the track, curtains to be priced per quote.
C01Q0 | Cabinet, Sink, U/C/B, 1 Door, 36x18x22 | 1 | CC | Standing height under counter base sink cabinet with a solid right or left-hinged door (appropriate door configuration to be indicated on equipment elevation drawings). Also referred to as a single-door sink cabinet. For general purpose use throughout the facility where a sink is to be used. Coordinate actual clear cabinet dimension with the actual outside dimension of sink that is specified to ensure that they are compatible.
CD040 | Cabinet, W/H, 2 Shelf, 2 DO, Sloping Top, 38x36x13 | 1 | CC | Wall hung cabinet with two adjustable shelves, solid hinged doors, and sloping top. Also referred to as a solid hinged double door wall case. For general purpose use throughout the facility.
CS010 | Sink, SS, Single Compartment, 7.5x12x12 ID | 1 | CC | Single compartment stainless steel sink, drop-in, self-rimming, ledge-type, connected with a drain and provided with a mixing faucet. It shall also be provided with pre-punched fixture holes on 4" center, integral back ledge to accommodate deck-mounted fixtures, brushed/polished interior and top surfaces, and sound deadened. Recommended for use in suspended or U/C/B sink cabinets having a high plastic laminate or Chemsurf laminate countertop/work surface. For general purpose use throughout the facility.
CT020 | Countertop, Solid Surface | 1 | CC | A solid, nonporous countertop with a smooth seamless appearance. Easy to clean and maintain and with proper cleaning does not support the growth of mold. An acrylic-based solid surface product. Standard thickness of 1", and a 4" butt backsplash/curb. Also referred to as a work surface or work top. Available in a choice of colors and depths. Used in lab and other hospital areas requiring optimum physical and chemical resisting properties.
E0948 | Cart, General Storage, Mobile, 42"H x 32"W x 22"D | 1 | VV | THIS TYPICAL INCLUDES: 1 Cart Body, Style-A Narrow, w/Raised Edge Top 2 Drawers, 3" H 4 Drawers, 6" H 1 Accessory Rail, Side Drawer Organizer Bins
F0206 | Chair, Side, Bariatric, With Arms | 1 | VV | A bariatric side chair with arms for use in a waiting room, lobby or other patient area. Chair will have a padded seat and back and have a capacity of 800 pounds.
F0340 | Stool, Self Adjusting | 1 | VV | Self adjusting stool. Consists of a foam padded upholstered seat with attached foot rest for added comfort. Mounted on swivel casters. Designed for doctor's use during examinations.
F2010 | Basket, Wastepaper, Step-On | 1 | VV | "Step-on" wastepaper basket with inner liner and foot petal activated flip top.
F2310 | Rack, Pamphlet, Wall Mounted | 1 | VV | Wall mounted pamphlet rack up to 12 (twelve) pamphlet holding pockets. Unit is used to store and display educational pamphlets.
F3025 | Board, Bulletin, Wood Framed | 1 | VV | Bulletin board approximately 36"W x 24"H. Wood framed 1/2" cork posting panel with moisture proof backing. Units are factory assembled and have keyhole hangers for easy installation.
F3200 | Clock, Battery, 12" Diameter | 1 | VV | Clock, 12" diameter. Round surface, easy to read numbers with sweep second hand. Wall mounted unit for use when impractical to install a fully synchronized clock system. Battery operated, (batteries not included).
M0506 | Television, Flat Screen | 1 | VV | Flat screen television with approximately 32'" to 40' diagonal screen size. The TV will have built-in speakers, NTSC tuner, a 16:9 wide screen aspect ratio, a minimum of 1280 x 768 resolution and a remote control.
M1801 | Computer, Microprocessing, w/Flat Panel Monitor | 1 | VV | Desk top microprocessing computer. The unit shall consist of a central processing mini tower, flat panel monitor, keyboard, mouse and speakers. The system shall have the following minimum characteristics: a 2.8 GHz Pentium processor; 512 MB memory; 80GB hard drive; 32/48x CD-ROMDVD combo; 1.44MB network interface card; video 32 MB NVIDIA; a 18 inch flat panel monitor. The computer is used throughout the facility to input, manipulate and retrieve information.
M1802 | Work Station, Computer, Retractable, Wall Mounted | 1 | VV | A wall mounted retractable work station. Work station is used as a computer station in treatment rooms, exam rooms and areas where physical space in limited.
M1825 | Printer, Computer | 1 | VV | High resolution computer printer with a variety of type styles and sheet/envelope feeder trays. Database information reflects network ready, medium duty office style laser printers. Other types of printers (bubble jet, dot matrix, line or plotter) as well as light or heavy use capabilities are available.
M4100 | Sphygmomanometer, Aneroid, Wall Mounted | 1 | VV | Aneroid sphygmomanometer. Unit is wall mounted and has large graphic dial display for easy reading from all angles. It has a 90 degree (angle) swivel and 10 degree (angle) forward tilt to reduce glare. Unit accuracy is within 1% of reading. Sturdy impact-resistant construction.
M4116 | Monitor, Vital Signs | 1 | VV | Electronic sphygmomanometer. LCD displays non-invasive blood pressure, pulse rate and temperature. Used in hospitals and clinics. Includes an optional mobile stand.
M4200 | Otoscope/Ophthalmoscope, Wall Mounted | 1 | VV | Wall mounted otoscope and ophthalmoscope. Includes 6 foot line cord and plug and accepts and includes two handles. Contains head turn-on/turn-off, built-in speculum tray and 8 foot coiled cords. Unit is designed for use in patient exam rooms.
M7401 | Light, Exam, Mobile, Spotlight, Mobile Stand | 1 | VV | The exam light shall be a mobile floor unit. The light will be a halogen bulb or LED that can produce a continuous and homogeneous spot of light adjustable from 5 to 9 inches in diameter from a set distance. The light intensity shall be a minimum of 750 foot-candles at a distance of 16 inches and have a color temperature of 3,200 degrees Kelvin. The unit will consist of an arm or sleeve of approximately 45 inches in length to allow for easy arm rotation and arm movement up and down. The unit shall be mounted on a caster base for easy movement.,
M9025 | Table, Examination/Treatment, With Cabinet | 1 | VV | Table, examination/treatment with cabinet. Cabinet type exam table with three section upholstered top adjustable to a full chair position. Concealed heel stirrups, dual outlets, drawers, and storage space with optional armboard. Unit is designed for general use in examination/treatment rooms.
4 - TPG01 - Toilet, PACT Patient | 4 - TPG01 - Toilet, PACT Patient | 4 - TPG01 - Toilet, PACT Patient | 4 - TPG01 - Toilet, PACT Patient | 4 - TPG01 - Toilet, PACT Patient
JSN | NAME | QTY | ACQ | DESCRIPTION
A1067 | Mirror, Float Glass, ADA Accessible | 1 | CC | A high quality 1/4" polished float glass mirror with a stainless steel frame. Frame holds mirror in a tilted position for accessibility and compliance with ADA requirements. Mirror has a galvanized steel back secured to frame with concealed screws with integral horizontal hanging brackets. Mirror shall be approximately 18" wide and 36" high. Other sizes are available.
A5075 | Dispenser, Soap, Disposable | 1 | VV | Disposable soap dispenser. One-handed dispensing operation. Designed to accommodate disposable soap cartridge and valve.
A5082 | Dispenser, Paper Towel, Sensor, Hands Free | 1 | CC | A surface mounted, sensor activated, automatic, roll paper towel dispenser. The unit dispenses a paper towel automatically only when hands are place in position below the dispenser for maximum sanitation and hygiene. May include adjustable settings for sheet length, time delay, and sensor range. Unit is battery operated or with optional AC power adapter.
A5090 | Disposal, Sanitary Napkin, SS, Surface Mounted | 1 | CC | A surface mounted, satin finish stainless steel, sanitary napkin disposal. Disposal features a flip-up cover, secured to the container by a heavy duty stainless steel piano-hinge. Disposal may be secured to wall or toilet partition. For general purpose use in female toilet stalls or rooms and uni-sex toilet rooms.
A5109 | Grab Bar, ABA Compliant, SS, 2-Wall, W/C Accessible | 1 | CC | 2-wall toilet stall/room grab bar with concealed mounting flanges and a satin finish stainless steel peened gripping surface.. Snap over flanges are provided to conceal mounting screws. A selection of mounting kits and concealed anchor devices are available from the manufacturers for different types of installations. Grab bar shall comply with all barrier-free accessibility guidelines for design, sizing, positioning, installation, and structural strength. For typical water closet applications in toilet stalls and rooms where Architectural Barriers Act grab bar requirements must be met.
A5145 | Hook, Garment, Double, SS, Surface Mounted | 1 | CC | A surface mounted, satin finish stainless steel, double garment hook. Equipped with a concealed mounting bracket that is secured to a concealed wall plate. For general purpose use throughout the facility to hang various items of apparel.
A5200 | Dispenser, Toilet Tissue, SS, 2-Roll, Surface Mntd | 1 | CC | A concealed surface mounted, double roll, satin finish stainless steel, toilet tissue dispenser. Unit accommodates two standard-core toilet tissue rolls through 5" in diameter. Spindles are chrome plated plastic with a heavy-duty internal spring and turn freely for non-controlled delivery. For general purpose use in restrooms.
F2010 | Basket, Wastepaper, Step-On | 1 | VV | "Step-on" wastepaper basket with inner liner and foot petal activated flip top.
P3000 | Lavatory, Vitreous China, Straight Back | 1 | CC | Wall mounted, vitreous china lavatory (approximate bowl size 7"x15"x10") with: straight-front apron, straight or contoured back; faucet holes on 4" centers; gooseneck spout; wrist blade handles; and grid strainer. It shall be suitable for use in clinics, offices, washrooms or patient care areas.
P9050 | Toilet, Wall Hung, Siphon Jet | 1 | CC | Siphon jet water closet/ toilet. This unit is wall hung with an elongated bowl, top spud flushometer, seat with open front and check hinge, and carrier. Used in restrooms throughout the health care facility.
5 - EXW01 - Exam Room, Women's Health | 5 - EXW01 - Exam Room, Women's Health | 5 - EXW01 - Exam Room, Women's Health | 5 - EXW01 - Exam Room, Women's Health | 5 - EXW01 - Exam Room, Women's Health
JSN | NAME | QTY | ACQ | DESCRIPTION
A1010 | Telecommunication Outlet | 1 | CC | Telecommunication outlet location.
A1012 | Telephone, Wall Mounted, 1 Line | 1 | VV | Telephone, wall mounted, 1 line.
A1132 | Rail, Accessory Mounting, Length As Required | 1 | VC | Horizontal equipment mounting rail with lock mounting devices capable of; supporting up to 75 pounds each, being repositioned, and mounting and dismounting of equipment without the use of tools (special tools may be required to unlock adapter that was previously locked to the rail). The rail must be capable of supporting medical equipment and accessories normally found in exam or patient rooms. The rail system must be capable of mounting and dismounting equipment without leaving or creating new holes in the finished surface of the wall. The rail system utilizes a series of mounting plates and adapters specific to the device being mounted to the rail. The plate and adapter rail mounting kit must be specified to match the equipment being mounted to the equipment rail.
A1203 | Lift System, Overhead, Bariatric | 1 | CC | An overhead ceiling mounted rail system specifically designed for bariatric patient lifting and movement within a patient room. The system will consist of recessed or ceiling mounted primary and secondary rails, lift motor with carriage, patient harness or seat, and a hand controller or control box with charger (other charging options may be available). System will facilitate lifting and movement of patient to and from bed, to stretcher, chair, bathroom or other requirements. Lifting capacity is 1000 pounds. Custom design of track layout by manufacturer is essential to meet individual facility requirements.
A5075 | Dispenser, Soap, Disposable | 1 | VV | Disposable soap dispenser. One-handed dispensing operation. Designed to accommodate disposable soap cartridge and valve.
A5080 | Dispenser, Paper Towel, SS, Surface Mounted | 1 | CC | A surface mounted, satin finish stainless steel, single-fold, paper towel dispenser. Dispenser features: tumbler lock; front hinged at bottom; and refill indicator slot. Minimum capacity 400 single-fold paper towels. For general purpose use throughout the facility.
A5107 | Dispenser, Glove, Surgical/Examination, Wall Mntd | 1 | VV | Examination three (Small Medium, Large) glove dispenser box for wall mounting. Fabricated of either cold rolled steel with a white baked enamel finish, plastic or acrylic. Hardware not included, Option 3 powder coated steel.
A5108 | Waste Disposal Unit, Sharps | 1 | VV | A container for collecting and transporting syringes and other sharps for decontamination and disposal. Available in 2 gallon and 8 gallon with locking rotor. Complies with OSHA regulations for handling sharps.
A5145 | Hook, Garment, Double, SS, Surface Mounted | 2 | CC | A surface mounted, satin finish stainless steel, double garment hook. Equipped with a concealed mounting bracket that is secured to a concealed wall plate. For general purpose use throughout the facility to hang various items of apparel.
A5180 | Track, Cubicle, Surface Mounted, With Curtain | 12 | VV | Surface mounted cubicle track, with curtain. Track constructed of thick extruded aluminum. Equipped with self lubricating carriers, beaded drop chain hooks, and flame resistant curtain. To include removable end caps. Designed to be suspended around patient areas where privacy is needed. Price listed is per foot of the track, curtains to be priced per quote.
C04Q0 | Cabinet, ADA Sink, Wall-Mounted | 1 | CC | Wall mounted sink support cabinet for drop-in sink with vertical fascia and angled ADA profile, also referred to as ADA sink cabinet. Removable front panel to permit access to plumbing. Medium density M-3 particle board core construction faced with high pressure vertical grade decorative plastic laminate on exposed surfaces and melamine on semi-exposed and concealed surfaces; plastic laminate edge banding. Includes all attaching hardware including support rail.
CD040 | Cabinet, W/H, 2 Shelf, 2 DO, Sloping Top, 38x36x13 | 1 | CC | Wall hung cabinet with two adjustable shelves, solid hinged doors, and sloping top. Also referred to as a solid hinged double door wall case. For general purpose use throughout the facility.
CS010 | Sink, SS, Single Compartment, 7.5x12x12 ID | 1 | CC | Single compartment stainless steel sink, drop-in, self-rimming, ledge-type, connected with a drain and provided with a mixing faucet. It shall also be provided with pre-punched fixture holes on 4" center, integral back ledge to accommodate deck-mounted fixtures, brushed/polished interior and top surfaces, and sound deadened. Recommended for use in suspended or U/C/B sink cabinets having a high plastic laminate or Chemsurf laminate countertop/work surface. For general purpose use throughout the facility.
CT020 | Countertop, Solid Surface | 1 | CC | A solid, nonporous countertop with a smooth seamless appearance. Easy to clean and maintain and with proper cleaning does not support the growth of mold. An acrylic-based solid surface product. Standard thickness of 1", and a 4" butt backsplash/curb. Also referred to as a work surface or work top. Available in a choice of colors and depths. Used in lab and other hospital areas requiring optimum physical and chemical resisting properties.
E0948 | Cart, General Storage, Mobile, 42"H x 32"W x 22"D | 1 | VV | THIS TYPICAL INCLUDES: 1 Cart Body, Style-A Narrow, w/Raised Edge Top 2 Drawers, 3" H 4 Drawers, 6" H 1 Accessory Rail, Side Drawer Organizer Bins
F0205 | Chair, Side With Arms | 1 | VV | Upholstered side chair, 32" high X 21" wide X 23" deep with arms, padded seats and padded backs. Seat height is a minimum of 17". Available with or without sled base.
F0340 | Stool, Self Adjusting | 1 | VV | Self adjusting stool. Consists of a foam padded upholstered seat with attached foot rest for added comfort. Mounted on swivel casters. Designed for doctor's use during examinations.
F2010 | Basket, Wastepaper, Step-On | 1 | VV | "Step-on" wastepaper basket with inner liner and foot petal activated flip top.
F2310 | Rack, Pamphlet, Wall Mounted | 1 | VV | Wall mounted pamphlet rack up to 12 (twelve) pamphlet holding pockets. Unit is used to store and display educational pamphlets.
F3025 | Board, Bulletin, Wood Framed | 1 | VV | Bulletin board approximately 36"W x 24"H. Wood framed 1/2" cork posting panel with moisture proof backing. Units are factory assembled and have keyhole hangers for easy installation.
F3200 | Clock, Battery, 12" Diameter | 1 | VV | Clock, 12" diameter. Round surface, easy to read numbers with sweep second hand. Wall mounted unit for use when impractical to install a fully synchronized clock system. Battery operated, (batteries not included).
M1801 | Computer, Microprocessing, w/Flat Panel Monitor | 1 | VV | Desk top microprocessing computer. The unit shall consist of a central processing mini tower, flat panel monitor, keyboard, mouse and speakers. The system shall have the following minimum characteristics: a 2.8 GHz Pentium processor; 512 MB memory; 80GB hard drive; 32/48x CD-ROMDVD combo; 1.44MB network interface card; video 32 MB NVIDIA; a 18 inch flat panel monitor. The computer is used throughout the facility to input, manipulate and retrieve information.
M1802 | Work Station, Computer, Retractable, Wall Mounted | 1 | VV | A wall mounted retractable work station. Work station is used as a computer station in treatment rooms, exam rooms and areas where physical space in limited.
M3072 | Frame, Infectious Waste Bag w/Lid | 1 | VV | Frame for an infectious waste collection bag. Made of heavy tubular stainless steel with heavy gauge welded steel platform. Adjust to hold 18" or 25" trash bags. Mounted on ball bearing casters and includes permanently mounted hinged lid. Provides means of bagging infectious waste at point of waste generation.
M4100 | Sphygmomanometer, Aneroid, Wall Mounted | 1 | VV | Aneroid sphygmomanometer. Unit is wall mounted and has large graphic dial display for easy reading from all angles. It has a 90 degree (angle) swivel and 10 degree (angle) forward tilt to reduce glare. Unit accuracy is within 1% of reading. Sturdy impact-resistant construction.
M4116 | Monitor, Vital Signs | 1 | VV | Electronic sphygmomanometer. LCD displays non-invasive blood pressure, pulse rate and temperature. Used in hospitals and clinics. Includes an optional mobile stand.
M4200 | Otoscope/Ophthalmoscope, Wall Mounted | 1 | VV | Wall mounted otoscope and ophthalmoscope. Includes 6 foot line cord and plug and accepts and includes two handles. Contains head turn-on/turn-off, built-in speculum tray and 8 foot coiled cords. Unit is designed for use in patient exam rooms.
M7401 | Light, Exam, Mobile, Spotlight, Mobile Stand | 1 | VV | The exam light shall be a mobile floor unit. The light will be a halogen bulb or LED that can produce a continuous and homogeneous spot of light adjustable from 5 to 9 inches in diameter from a set distance. The light intensity shall be a minimum of 750 foot-candles at a distance of 16 inches and have a color temperature of 3,200 degrees Kelvin. The unit will consist of an arm or sleeve of approximately 45 inches in length to allow for easy arm rotation and arm movement up and down. The unit shall be mounted on a caster base for easy movement.,
M9025 | Table, Examination/Treatment, With Cabinet | 1 | VV | Table, examination/treatment with cabinet. Cabinet type exam table with three section upholstered top adjustable to a full chair position. Concealed heel stirrups, dual outlets, drawers, and storage space with optional armboard. Unit is designed for general use in examination/treatment rooms.
6 - TPG01 - Toilet, Women's Health Exam Room Patient | 6 - TPG01 - Toilet, Women's Health Exam Room Patient | 6 - TPG01 - Toilet, Women's Health Exam Room Patient | 6 - TPG01 - Toilet, Women's Health Exam Room Patient | 6 - TPG01 - Toilet, Women's Health Exam Room Patient
JSN | NAME | QTY | ACQ | DESCRIPTION
A1067 | Mirror, Float Glass, ADA Accessible | 1 | CC | A high quality 1/4" polished float glass mirror with a stainless steel frame. Frame holds mirror in a tilted position for accessibility and compliance with ADA requirements. Mirror has a galvanized steel back secured to frame with concealed screws with integral horizontal hanging brackets. Mirror shall be approximately 18" wide and 36" high. Other sizes are available.
A5075 | Dispenser, Soap, Disposable | 1 | VV | Disposable soap dispenser. One-handed dispensing operation. Designed to accommodate disposable soap cartridge and valve.
A5082 | Dispenser, Paper Towel, Sensor, Hands Free | 1 | CC | A surface mounted, sensor activated, automatic, roll paper towel dispenser. The unit dispenses a paper towel automatically only when hands are place in position below the dispenser for maximum sanitation and hygiene. May include adjustable settings for sheet length, time delay, and sensor range. Unit is battery operated or with optional AC power adapter.
A5090 | Disposal, Sanitary Napkin, SS, Surface Mounted | 1 | CC | A surface mounted, satin finish stainless steel, sanitary napkin disposal. Disposal features a flip-up cover, secured to the container by a heavy duty stainless steel piano-hinge. Disposal may be secured to wall or toilet partition. For general purpose use in female toilet stalls or rooms and uni-sex toilet rooms.
A5109 | Grab Bar, ABA Compliant, SS, 2-Wall, W/C Accessible | 1 | CC | 2-wall toilet stall/room grab bar with concealed mounting flanges and a satin finish stainless steel peened gripping surface.. Snap over flanges are provided to conceal mounting screws. A selection of mounting kits and concealed anchor devices are available from the manufacturers for different types of installations. Grab bar shall comply with all barrier-free accessibility guidelines for design, sizing, positioning, installation, and structural strength. For typical water closet applications in toilet stalls and rooms where Architectural Barriers Act grab bar requirements must be met.
A5145 | Hook, Garment, Double, SS, Surface Mounted | 1 | CC | A surface mounted, satin finish stainless steel, double garment hook. Equipped with a concealed mounting bracket that is secured to a concealed wall plate. For general purpose use throughout the facility to hang various items of apparel.
A5200 | Dispenser, Toilet Tissue, SS, 2-Roll, Surface Mntd | 1 | CC | A concealed surface mounted, double roll, satin finish stainless steel, toilet tissue dispenser. Unit accommodates two standard-core toilet tissue rolls through 5" in diameter. Spindles are chrome plated plastic with a heavy-duty internal spring and turn freely for non-controlled delivery. For general purpose use in restrooms.
F2010 | Basket, Wastepaper, Step-On | 1 | VV | "Step-on" wastepaper basket with inner liner and foot petal activated flip top.
P3000 | Lavatory, Vitreous China, Straight Back | 1 | CC | Wall mounted, vitreous china lavatory (approximate bowl size 7"x15"x10") with: straight-front apron, straight or contoured back; faucet holes on 4" centers; gooseneck spout; wrist blade handles; and grid strainer. It shall be suitable for use in clinics, offices, washrooms or patient care areas.
P9050 | Toilet, Wall Hung, Siphon Jet | 1 | CC | Siphon jet water closet/ toilet. This unit is wall hung with an elongated bowl, top spud flushometer, seat with open front and check hinge, and carrier. Used in restrooms throughout the health care facility.
7 - TRPR1 - Procedure Room, General | 7 - TRPR1 - Procedure Room, General | 7 - TRPR1 - Procedure Room, General | 7 - TRPR1 - Procedure Room, General | 7 - TRPR1 - Procedure Room, General
JSN | NAME | QTY | ACQ | DESCRIPTION
A1010 | Telecommunication Outlet | 2 | CC | Telecommunication outlet location.
A1011 | Telephone, Desk, 1 Line | 1 | VV | Telephone, desk, 1 line.
A1132 | Rail, Accessory Mounting, Length As Required | 1 | VC | Horizontal equipment mounting rail with lock mounting devices capable of; supporting up to 75 pounds each, being repositioned, and mounting and dismounting of equipment without the use of tools (special tools may be required to unlock adapter that was previously locked to the rail). The rail must be capable of supporting medical equipment and accessories normally found in exam or patient rooms. The rail system must be capable of mounting and dismounting equipment without leaving or creating new holes in the finished surface of the wall. The rail system utilizes a series of mounting plates and adapters specific to the device being mounted to the rail. The plate and adapter rail mounting kit must be specified to match the equipment being mounted to the equipment rail.
A1203 | Lift System, Overhead, Bariatric | 1 | CC | An overhead ceiling mounted rail system specifically designed for bariatric patient lifting and movement within a patient room. The system will consist of recessed or ceiling mounted primary and secondary rails, lift motor with carriage, patient harness or seat, and a hand controller or control box with charger (other charging options may be available). System will facilitate lifting and movement of patient to and from bed, to stretcher, chair, bathroom or other requirements. Lifting capacity is 1000 pounds. Custom design of track layout by manufacturer is essential to meet individual facility requirements.
A5075 | Dispenser, Soap, Disposable | 1 | VV | Disposable soap dispenser. One-handed dispensing operation. Designed to accommodate disposable soap cartridge and valve.
A5080 | Dispenser, Paper Towel, SS, Surface Mounted | 1 | CC | A surface mounted, satin finish stainless steel, single-fold, paper towel dispenser. Dispenser features: tumbler lock; front hinged at bottom; and refill indicator slot. Minimum capacity 400 single-fold paper towels. For general purpose use throughout the facility.
A5107 | Dispenser, Glove, Surgical/Examination, Wall Mntd | 1 | VV | Examination three (Small Medium, Large) glove dispenser box for wall mounting. Fabricated of either cold rolled steel with a white baked enamel finish, plastic or acrylic. Hardware not included, Option 3 powder coated steel.
A5108 | Waste Disposal Unit, Sharps | 1 | VV | A container for collecting and transporting syringes and other sharps for decontamination and disposal. Available in 2 gallon and 8 gallon with locking rotor. Complies with OSHA regulations for handling sharps.
A5145 | Hook, Garment, Double, SS, Surface Mounted | 1 | CC | A surface mounted, satin finish stainless steel, double garment hook. Equipped with a concealed mounting bracket that is secured to a concealed wall plate. For general purpose use throughout the facility to hang various items of apparel.
A5180 | Track, Cubicle, Surface Mounted, With Curtain | 22 | VV | Surface mounted cubicle track, with curtain. Track constructed of thick extruded aluminum. Equipped with self lubricating carriers, beaded drop chain hooks, and flame resistant curtain. To include removable end caps. Designed to be suspended around patient areas where privacy is needed. Price listed is per foot of the track, curtains to be priced per quote.
C02Q0 | Cabinet, Sink, U/C/B, 1 Door, 36x24x22 | 1 | CC | Standing height under counter base sink cabinet with a solid right or left-hinged door (appropriate door configuration to be indicated on equipment elevation drawings). Also referred to as a single-door sink cabinet. For general purpose use throughout the facility where a sink is to be used. Coordinate actual clear cabinet dimension with the actual outside dimension of sink that is specified to ensure that they are compatible.
CD040 | Cabinet, W/H, 2 Shelf, 2 DO, Sloping Top, 38x36x13 | 1 | CC | Wall hung cabinet with two adjustable shelves, solid hinged doors, and sloping top. Also referred to as a solid hinged double door wall case. For general purpose use throughout the facility.
CS010 | Sink, SS, Single Compartment, 7.5x12x12 ID | 1 | CC | Single compartment stainless steel sink, drop-in, self-rimming, ledge-type, connected with a drain and provided with a mixing faucet. It shall also be provided with pre-punched fixture holes on 4" center, integral back ledge to accommodate deck-mounted fixtures, brushed/polished interior and top surfaces, and sound deadened. Recommended for use in suspended or U/C/B sink cabinets having a high plastic laminate or Chemsurf laminate countertop/work surface. For general purpose use throughout the facility.
CT020 | Countertop, Solid Surface | 1 | CC | A solid, nonporous countertop with a smooth seamless appearance. Easy to clean and maintain and with proper cleaning does not support the growth of mold. An acrylic-based solid surface product. Standard thickness of 1", and a 4" butt backsplash/curb. Also referred to as a work surface or work top. Available in a choice of colors and depths. Used in lab and other hospital areas requiring optimum physical and chemical resisting properties.
E0915 | Locker, Supply, Medication, Wall Mtd, 23"W x 20"D | 1 | VV | THIS TYPICAL INCLUDES: 1 Wall Mounted Rail 1 Locked Storage Container 2 Tray/Shelves 1 Locked Drawer w/Locked Lid, 6"H 5 Drawers, 3"H 3 Drawers, 6"H 2 Tray/Shelves Divider Drawer Organizer Bins Consider the need for an E0921 to transport the locker from place to place.
E0948 | Cart, General Storage, Mobile, 42"H x 32"W x 22"D | 1 | VV | THIS TYPICAL INCLUDES: 1 Cart Body, Style-A Narrow, w/Raised Edge Top 2 Drawers, 3" H 4 Drawers, 6" H 1 Accessory Rail, Side Drawer Organizer Bins
F0340 | Stool, Self Adjusting | 1 | VV | Self adjusting stool. Consists of a foam padded upholstered seat with attached foot rest for added comfort. Mounted on swivel casters. Designed for doctor's use during examinations.
F2000 | Basket, Wastepaper, Fire Resistant | 1 | VV | Wastepaper basket, fire resistant, approximately 40 quart capacity. This unit is used to collect and temporarily store small quantities of paper refuse in patient rooms, administrative areas and nursing stations. Size and shape varies depending on the application and manufacturer selected.
F3010 | Board, Bulletin, 48 x 48 | 1 | VV | Open face bulletin board. Cork posting panel with moisture proof backing. Variety of frames to choose from. Used for posting notes and messages.
F3200 | Clock, Battery, 12" Diameter | 1 | VV | Clock, 12" diameter. Round surface, easy to read numbers with sweep second hand. Wall mounted unit for use when impractical to install a fully synchronized clock system. Battery operated, (batteries not included).
M0750 | Flowmeter, Air, Connect w/50 PSI Supply | 1 | VV | Air flowmeter. Unit has a stainless steel needle valve with clear flowtube for connection to 50 PSI air outlet from central pipeline system. Requires the appropriate adapter for connection to the wall outlet and fitting to connect to tubing. Database prices reflect fittings with an attached DISS power outlet. Other outlet and adapter configurations are available.
M0755 | Flowmeter, Oxygen, Low Flow | 1 | VV | Oxygen flowmeter. Consists of a clear crystal flowtube calibrated to 3.5 or 8 LPM depending on manufacturer. For oxygen regulation in hospital settings. Database pricing includes DISS fitting and DISS power outlet and wall adapter. Other fitting and adapter configurations are available.
M0765 | Regulator, Vacuum | 2 | VV | Vacuum pressure regulator for connection to central piped vacuum system. Standard display scale is graduated at least from 0 to 200 mm Hg of vacuum. Displays on specialized regulators may cover other vacuum ranges. Regulator type (continuous, intermittent, continuous/intermittent, surgical, pediatric, thoracic, etc.) as required. To be used in delivery, neonatal, pediatrics or any area where suction is required. Database pricing reflects continuous regulators graduated to 200 mm Hg with a full line vacuum selection switch and DISS configured inlets and outlets.
M1801 | Computer, Microprocessing, w/Flat Panel Monitor | 1 | VV | Desk top microprocessing computer. The unit shall consist of a central processing mini tower, flat panel monitor, keyboard, mouse and speakers. The system shall have the following minimum characteristics: a 2.8 GHz Pentium processor; 512 MB memory; 80GB hard drive; 32/48x CD-ROMDVD combo; 1.44MB network interface card; video 32 MB NVIDIA; a 18 inch flat panel monitor. The computer is used throughout the facility to input, manipulate and retrieve information.
M1803 | Workstation, Computer, Wall Mounted, Adjustable | 1 | VV | A wall mounted computer workstation with height adjustable monitor and keyboard arms. Keyboard and monitor can be stored within 8" to 10" of wall. Fingertip adjustability for keyboard and monitor enable frequent position changes. Unit contains an integrated cable management system to hide wires. A separate wall-mounted CPU holder is included.
M3070 | Hamper, Linen, Mobile, w/Lid | 1 | VV | Mobile linen hamper with hand or foot operated lid. Made of heavy tubular stainless steel with heavy gauge welded steel platform. Holds 25" hamper bags. Mounted on ball bearing casters. For linen transport in hospitals and clinics.
M3072 | Frame, Infectious Waste Bag w/Lid | 1 | VV | Frame for an infectious waste collection bag. Made of heavy tubular stainless steel with heavy gauge welded steel platform. Adjust to hold 18" or 25" trash bags. Mounted on ball bearing casters and includes permanently mounted hinged lid. Provides means of bagging infectious waste at point of waste generation.
M4100 | Sphygmomanometer, Aneroid, Wall Mounted | 1 | VV | Aneroid sphygmomanometer. Unit is wall mounted and has large graphic dial display for easy reading from all angles. It has a 90 degree (angle) swivel and 10 degree (angle) forward tilt to reduce glare. Unit accuracy is within 1% of reading. Sturdy impact-resistant construction.
M4116 | Monitor, Vital Signs | 1 | VV | Electronic sphygmomanometer. LCD displays non-invasive blood pressure, pulse rate and temperature. Used in hospitals and clinics. Includes an optional mobile stand.
M4200 | Otoscope/Ophthalmoscope, Wall Mounted | 1 | VV | Wall mounted otoscope and ophthalmoscope. Includes 6 foot line cord and plug and accepts and includes two handles. Contains head turn-on/turn-off, built-in speculum tray and 8 foot coiled cords. Unit is designed for use in patient exam rooms.
M4255 | Stand, IV, Adjustable | 1 | VV | Adjustable IV stand with 4-hook arrangement. Stand has stainless steel construction with heavy weight base. It adjusts from 66 inches to 100 inches and is mounted on conductive rubber, ball bearing, swivel casters. Stand is used for administering intravenous solutions.
M4655 | Stretcher, Mobile, CRS, 9 Position | 1 | VV | Mobile stretcher. All corrosion resistant stainless steel construction. It consists of a tubular frame with side rails, a 9-position hydraulic base with pneumatic fowler adjustment, and a 2" pad. Unit is mounted on 8" conductive casters. Designed for patient transport as well as for minor surgical procedures.
M7405 | Light, Exam, Ceiling Mounted | 1 | CC | Ceiling exam light. Consists of a lightheaded reflector supported by a ceiling mounted radial arm assembly that provides a wide range of positioning capabilities. Halogen bulbs and an intensity control provide cool, color corrected light. The minimum ceiling height in most cases is 8'-0"; refer to each manufacturer's specific installation requirements. Physical dimensions refer to the retracted light; one length of the dual swing arm around the center mount in width and depth and the combined height of the lamp head and folded arms. Unit may also have a center mount detachable and sterilizable control handle. For use in minor procedure or examination room applications.
M7710 | Electrocardiograph, 12 Lead, Portable | 1 | VV | Used to detect the electrical signals associated with cardiac activity, diagnose cardiac abnormalities, determine a patients response to drug therapy and reveal trends or changes in heart function. Capable of recording two or more leads simultaneously, recording an entire 12 lead ECG in about 10 seconds. Includes of a 3.5 inch, high density, floppy disk drive for test storage. Portable.
M8810 | Stand, Mayo | 1 | VV | Adjustable instrument table. Table is corrosion resistant stainless steel construction and is mounted on two casters with two skid rails. It has telescopic upright adjusts from 39 inches to 60 inches with automatic locking device, and removable 13"x19" instrument tray. Designed for use in operating and procedure rooms.
8 - TPB01 - Toilet, General Procedure Room Patient | 8 - TPB01 - Toilet, General Procedure Room Patient | 8 - TPB01 - Toilet, General Procedure Room Patient | 8 - TPB01 - Toilet, General Procedure Room Patient | 8 - TPB01 - Toilet, General Procedure Room Patient
JSN | NAME | QTY | ACQ | DESCRIPTION
A1067 | Mirror, Float Glass, ADA Accessible | 1 | CC | A high quality 1/4" polished float glass mirror with a stainless steel frame. Frame holds mirror in a tilted position for accessibility and compliance with ADA requirements. Mirror has a galvanized steel back secured to frame with concealed screws with integral horizontal hanging brackets. Mirror shall be approximately 18" wide and 36" high. Other sizes are available.
A5075 | Dispenser, Soap, Disposable | 1 | VV | Disposable soap dispenser. One-handed dispensing operation. Designed to accommodate disposable soap cartridge and valve.
A5082 | Dispenser, Paper Towel, Sensor, Hands Free | 1 | CC | A surface mounted, sensor activated, automatic, roll paper towel dispenser. The unit dispenses a paper towel automatically only when hands are place in position below the dispenser for maximum sanitation and hygiene. May include adjustable settings for sheet length, time delay, and sensor range. Unit is battery operated or with optional AC power adapter.
A5090 | Disposal, Sanitary Napkin, SS, Surface Mounted | 1 | CC | A surface mounted, satin finish stainless steel, sanitary napkin disposal. Disposal features a flip-up cover, secured to the container by a heavy duty stainless steel piano-hinge. Disposal may be secured to wall or toilet partition. For general purpose use in female toilet stalls or rooms and uni-sex toilet rooms.
A5109 | Grab Bar, ABA Compliant, SS, 2-Wall, W/C Accessible | 2 | CC | 2-wall toilet stall/room grab bar with concealed mounting flanges and a satin finish stainless steel peened gripping surface.. Snap over flanges are provided to conceal mounting screws. A selection of mounting kits and concealed anchor devices are available from the manufacturers for different types of installations. Grab bar shall comply with all barrier-free accessibility guidelines for design, sizing, positioning, installation, and structural strength. For typical water closet applications in toilet stalls and rooms where Architectural Barriers Act grab bar requirements must be met.
A5145 | Hook, Garment, Double, SS, Surface Mounted | 1 | CC | A surface mounted, satin finish stainless steel, double garment hook. Equipped with a concealed mounting bracket that is secured to a concealed wall plate. For general purpose use throughout the facility to hang various items of apparel.
A5200 | Dispenser, Toilet Tissue, SS, 2-Roll, Surface Mntd | 1 | CC | A concealed surface mounted, double roll, satin finish stainless steel, toilet tissue dispenser. Unit accommodates two standard-core toilet tissue rolls through 5" in diameter. Spindles are chrome plated plastic with a heavy-duty internal spring and turn freely for non-controlled delivery. For general purpose use in restrooms.
F2010 | Basket, Wastepaper, Step-On | 1 | VV | "Step-on" wastepaper basket with inner liner and foot petal activated flip top.
P3005 | Lavatory, Vitreous China, Bariatric | 1 | CC | A floor mounted bariatric lavatory with a capability to withstand a static downward pressure of 1,000 lbs. at the front of the sink. Lavatory will have a gooseneck faucet with wrist blade handles. Lavatory will be ADA compliant.
P9056 | Toilet, Floor Mounted, Bariatric | 1 | CC | A floor mounted, flush valve toilet with an elongated front and a load capacity of 1,000 pounds. The toilet with be vitreous china with a 1.28 or 1.6 Gpf low water consumption rate with a rear outlet. See manufacturer's literature for recommended flush valves and toilet seats.
9 - WRTM2 - Tele-Health Room | 9 - WRTM2 - Tele-Health Room | 9 - WRTM2 - Tele-Health Room | 9 - WRTM2 - Tele-Health Room | 9 - WRTM2 - Tele-Health Room
JSN | NAME | QTY | ACQ | DESCRIPTION
A1010 | Telecommunication Outlet | 1 | CC | Telecommunication outlet location.
A1012 | Telephone, Wall Mounted, 1 Line | 1 | VV | Telephone, wall mounted, 1 line.
A1132 | Rail, Accessory Mounting, Length As Required | 1 | VC | Horizontal equipment mounting rail with lock mounting devices capable of; supporting up to 75 pounds each, being repositioned, and mounting and dismounting of equipment without the use of tools (special tools may be required to unlock adapter that was previously locked to the rail). The rail must be capable of supporting medical equipment and accessories normally found in exam or patient rooms. The rail system must be capable of mounting and dismounting equipment without leaving or creating new holes in the finished surface of the wall. The rail system utilizes a series of mounting plates and adapters specific to the device being mounted to the rail. The plate and adapter rail mounting kit must be specified to match the equipment being mounted to the equipment rail.
A5075 | Dispenser, Soap, Disposable | 1 | VV | Disposable soap dispenser. One-handed dispensing operation. Designed to accommodate disposable soap cartridge and valve.
A5077 | Dispenser, Hand Sanitizer, Hands-Free | 1 | VV | A touch free wall-mounted hand sanitizer dispenser. For use throughout a healthcare facility. Unit does not include the sanitizing liquid. Units are battery operated.
A5080 | Dispenser, Paper Towel, SS, Surface Mounted | 1 | CC | A surface mounted, satin finish stainless steel, single-fold, paper towel dispenser. Dispenser features: tumbler lock; front hinged at bottom; and refill indicator slot. Minimum capacity 400 single-fold paper towels. For general purpose use throughout the facility.
A5107 | Dispenser, Glove, Surgical/Examination, Wall Mntd | 1 | VV | Examination three (Small Medium, Large) glove dispenser box for wall mounting. Fabricated of either cold rolled steel with a white baked enamel finish, plastic or acrylic. Hardware not included, Option 3 powder coated steel.
A5108 | Waste Disposal Unit, Sharps | 1 | VV | A container for collecting and transporting syringes and other sharps for decontamination and disposal. Available in 2 gallon and 8 gallon with locking rotor. Complies with OSHA regulations for handling sharps.
A5145 | Hook, Garment, Double, SS, Surface Mounted | 1 | CC | A surface mounted, satin finish stainless steel, double garment hook. Equipped with a concealed mounting bracket that is secured to a concealed wall plate. For general purpose use throughout the facility to hang various items of apparel.
A5180 | Track, Cubicle, Surface Mounted, With Curtain | 9 | VV | Surface mounted cubicle track, with curtain. Track constructed of thick extruded aluminum. Equipped with self lubricating carriers, beaded drop chain hooks, and flame resistant curtain. To include removable end caps. Designed to be suspended around patient areas where privacy is needed. Price listed is per foot of the track, curtains to be priced per quote.
C02Q0 | Cabinet, Sink, U/C/B, 1 Door, 36x24x22 | 1 | CC | Standing height under counter base sink cabinet with a solid right or left-hinged door (appropriate door configuration to be indicated on equipment elevation drawings). Also referred to as a single-door sink cabinet. For general purpose use throughout the facility where a sink is to be used. Coordinate actual clear cabinet dimension with the actual outside dimension of sink that is specified to ensure that they are compatible.
CD040 | Cabinet, W/H, 2 Shelf, 2 DO, Sloping Top, 38x36x13 | 1 | CC | Wall hung cabinet with two adjustable shelves, solid hinged doors, and sloping top. Also referred to as a solid hinged double door wall case. For general purpose use throughout the facility.
CS010 | Sink, SS, Single Compartment, 7.5x12x12 ID | 1 | CC | Single compartment stainless steel sink, drop-in, self-rimming, ledge-type, connected with a drain and provided with a mixing faucet. It shall also be provided with pre-punched fixture holes on 4" center, integral back ledge to accommodate deck-mounted fixtures, brushed/polished interior and top surfaces, and sound deadened. Recommended for use in suspended or U/C/B sink cabinets having a high plastic laminate or Chemsurf laminate countertop/work surface. For general purpose use throughout the facility.
CT020 | Countertop, Solid Surface | 1 | CC | A solid, nonporous countertop with a smooth seamless appearance. Easy to clean and maintain and with proper cleaning does not support the growth of mold. An acrylic-based solid surface product. Standard thickness of 1", and a 4" butt backsplash/curb. Also referred to as a work surface or work top. Available in a choice of colors and depths. Used in lab and other hospital areas requiring optimum physical and chemical resisting properties.
E0948 | Cart, General Storage, Mobile, 42"H x 32"W x 22"D | 1 | VV | THIS TYPICAL INCLUDES: 1 Cart Body, Style-A Narrow, w/Raised Edge Top 2 Drawers, 3" H 4 Drawers, 6" H 1 Accessory Rail, Side Drawer Organizer Bins
F0205 | Chair, Side With Arms | 1 | VV | Upholstered side chair, 32" high X 21" wide X 23" deep with arms, padded seats and padded backs. Seat height is a minimum of 17". Available with or without sled base.
F0340 | Stool, Self Adjusting | 1 | VV | Self adjusting stool. Consists of a foam padded upholstered seat with attached foot rest for added comfort. Mounted on swivel casters. Designed for doctor's use during examinations.
F2000 | Basket, Wastepaper, Fire Resistant | 1 | VV | Wastepaper basket, fire resistant, approximately 40 quart capacity. This unit is used to collect and temporarily store small quantities of paper refuse in patient rooms, administrative areas and nursing stations. Size and shape varies depending on the application and manufacturer selected.
F3025 | Board, Bulletin, Wood Framed | 1 | VV | Bulletin board approximately 36"W x 24"H. Wood framed 1/2" cork posting panel with moisture proof backing. Units are factory assembled and have keyhole hangers for easy installation.
F3200 | Clock, Battery, 12" Diameter | 1 | VV | Clock, 12" diameter. Round surface, easy to read numbers with sweep second hand. Wall mounted unit for use when impractical to install a fully synchronized clock system. Battery operated, (batteries not included).
M0506 | Television, Flat Screen | 1 | VV | Flat screen television with approximately 32'" to 40' diagonal screen size. The TV will have built-in speakers, NTSC tuner, a 16:9 wide screen aspect ratio, a minimum of 1280 x 768 resolution and a remote control.
M0508 | Telemedicine Station, Mobile Cart | 1 | VV | Mobile telemedicine station configured with one or two monitors, camera, speakers, microphone and computer. Items are mounted on a five caster cart.
M1801 | Computer, Microprocessing, w/Flat Panel Monitor | 1 | VV | Desk top microprocessing computer. The unit shall consist of a central processing mini tower, flat panel monitor, keyboard, mouse and speakers. The system shall have the following minimum characteristics: a 2.8 GHz Pentium processor; 512 MB memory; 80GB hard drive; 32/48x CD-ROMDVD combo; 1.44MB network interface card; video 32 MB NVIDIA; a 18 inch flat panel monitor. The computer is used throughout the facility to input, manipulate and retrieve information.
M1803 | Workstation, Computer, Wall Mounted, Adjustable | 1 | VV | A wall mounted computer workstation with height adjustable monitor and keyboard arms. Keyboard and monitor can be stored within 8" to 10" of wall. Fingertip adjustability for keyboard and monitor enable frequent position changes. Unit contains an integrated cable management system to hide wires. A separate wall-mounted CPU holder is included.
M4100 | Sphygmomanometer, Aneroid, Wall Mounted | 1 | VV | Aneroid sphygmomanometer. Unit is wall mounted and has large graphic dial display for easy reading from all angles. It has a 90 degree (angle) swivel and 10 degree (angle) forward tilt to reduce glare. Unit accuracy is within 1% of reading. Sturdy impact-resistant construction.
M4200 | Otoscope/Ophthalmoscope, Wall Mounted | 1 | VV | Wall mounted otoscope and ophthalmoscope. Includes 6 foot line cord and plug and accepts and includes two handles. Contains head turn-on/turn-off, built-in speculum tray and 8 foot coiled cords. Unit is designed for use in patient exam rooms.
M7401 | Light, Exam, Mobile, Spotlight, Mobile Stand | 1 | VV | The exam light shall be a mobile floor unit. The light will be a halogen bulb or LED that can produce a continuous and homogeneous spot of light adjustable from 5 to 9 inches in diameter from a set distance. The light intensity shall be a minimum of 750 foot-candles at a distance of 16 inches and have a color temperature of 3,200 degrees Kelvin. The unit will consist of an arm or sleeve of approximately 45 inches in length to allow for easy arm rotation and arm movement up and down. The unit shall be mounted on a caster base for easy movement.,
M9025 | Table, Examination/Treatment, With Cabinet | 1 | VV | Table, examination/treatment with cabinet. Cabinet type exam table with three section upholstered top adjustable to a full chair position. Concealed heel stirrups, dual outlets, drawers, and storage space with optional armboard. Unit is designed for general use in examination/treatment rooms.
10 - WRTM3 - Tele-Retinal Room | 10 - WRTM3 - Tele-Retinal Room | 10 - WRTM3 - Tele-Retinal Room | 10 - WRTM3 - Tele-Retinal Room | 10 - WRTM3 - Tele-Retinal Room
JSN | NAME | QTY | ACQ | DESCRIPTION
A1012 | Telephone, Wall Mounted, 1 Line | 1 | VV | Telephone, wall mounted, 1 line.
A1132 | Rail, Accessory Mounting, Length As Required | 1 | VC | Horizontal equipment mounting rail with lock mounting devices capable of; supporting up to 75 pounds each, being repositioned, and mounting and dismounting of equipment without the use of tools (special tools may be required to unlock adapter that was previously locked to the rail). The rail must be capable of supporting medical equipment and accessories normally found in exam or patient rooms. The rail system must be capable of mounting and dismounting equipment without leaving or creating new holes in the finished surface of the wall. The rail system utilizes a series of mounting plates and adapters specific to the device being mounted to the rail. The plate and adapter rail mounting kit must be specified to match the equipment being mounted to the equipment rail.
A5075 | Dispenser, Soap, Disposable | 1 | VV | Disposable soap dispenser. One-handed dispensing operation. Designed to accommodate disposable soap cartridge and valve.
A5077 | Dispenser, Hand Sanitizer, Hands-Free | 1 | VV | A touch free wall-mounted hand sanitizer dispenser. For use throughout a healthcare facility. Unit does not include the sanitizing liquid. Units are battery operated.
A5080 | Dispenser, Paper Towel, SS, Surface Mounted | 1 | CC | A surface mounted, satin finish stainless steel, single-fold, paper towel dispenser. Dispenser features: tumbler lock; front hinged at bottom; and refill indicator slot. Minimum capacity 400 single-fold paper towels. For general purpose use throughout the facility.
A5107 | Dispenser, Glove, Surgical/Examination, Wall Mntd | 1 | VV | Examination three (Small Medium, Large) glove dispenser box for wall mounting. Fabricated of either cold rolled steel with a white baked enamel finish, plastic or acrylic. Hardware not included, Option 3 powder coated steel.
A5108 | Waste Disposal Unit, Sharps | 1 | VV | A container for collecting and transporting syringes and other sharps for decontamination and disposal. Available in 2 gallon and 8 gallon with locking rotor. Complies with OSHA regulations for handling sharps.
A5145 | Hook, Garment, Double, SS, Surface Mounted | 1 | CC | A surface mounted, satin finish stainless steel, double garment hook. Equipped with a concealed mounting bracket that is secured to a concealed wall plate. For general purpose use throughout the facility to hang various items of apparel.
A5180 | Track, Cubicle, Surface Mounted, With Curtain | 9 | VV | Surface mounted cubicle track, with curtain. Track constructed of thick extruded aluminum. Equipped with self lubricating carriers, beaded drop chain hooks, and flame resistant curtain. To include removable end caps. Designed to be suspended around patient areas where privacy is needed. Price listed is per foot of the track, curtains to be priced per quote.
C02Q0 | Cabinet, Sink, U/C/B, 1 Door, 36x24x22 | 1 | CC | Standing height under counter base sink cabinet with a solid right or left-hinged door (appropriate door configuration to be indicated on equipment elevation drawings). Also referred to as a single-door sink cabinet. For general purpose use throughout the facility where a sink is to be used. Coordinate actual clear cabinet dimension with the actual outside dimension of sink that is specified to ensure that they are compatible.
CD040 | Cabinet, W/H, 2 Shelf, 2 DO, Sloping Top, 38x36x13 | 1 | CC | Wall hung cabinet with two adjustable shelves, solid hinged doors, and sloping top. Also referred to as a solid hinged double door wall case. For general purpose use throughout the facility.
CS010 | Sink, SS, Single Compartment, 7.5x12x12 ID | 1 | CC | Single compartment stainless steel sink, drop-in, self-rimming, ledge-type, connected with a drain and provided with a mixing faucet. It shall also be provided with pre-punched fixture holes on 4" center, integral back ledge to accommodate deck-mounted fixtures, brushed/polished interior and top surfaces, and sound deadened. Recommended for use in suspended or U/C/B sink cabinets having a high plastic laminate or Chemsurf laminate countertop/work surface. For general purpose use throughout the facility.
CT020 | Countertop, Solid Surface | 1 | CC | A solid, nonporous countertop with a smooth seamless appearance. Easy to clean and maintain and with proper cleaning does not support the growth of mold. An acrylic-based solid surface product. Standard thickness of 1", and a 4" butt backsplash/curb. Also referred to as a work surface or work top. Available in a choice of colors and depths. Used in lab and other hospital areas requiring optimum physical and chemical resisting properties.
E0948 | Cart, General Storage, Mobile, 42"H x 32"W x 22"D | 1 | VV | THIS TYPICAL INCLUDES: 1 Cart Body, Style-A Narrow, w/Raised Edge Top 2 Drawers, 3" H 4 Drawers, 6" H 1 Accessory Rail, Side Drawer Organizer Bins
F0205 | Chair, Side With Arms | 1 | VV | Upholstered side chair, 32" high X 21" wide X 23" deep with arms, padded seats and padded backs. Seat height is a minimum of 17". Available with or without sled base.
F0340 | Stool, Self Adjusting | 1 | VV | Self adjusting stool. Consists of a foam padded upholstered seat with attached foot rest for added comfort. Mounted on swivel casters. Designed for doctor's use during examinations.
F2000 | Basket, Wastepaper, Fire Resistant | 1 | VV | Wastepaper basket, fire resistant, approximately 40 quart capacity. This unit is used to collect and temporarily store small quantities of paper refuse in patient rooms, administrative areas and nursing stations. Size and shape varies depending on the application and manufacturer selected.
F3025 | Board, Bulletin, Wood Framed | 1 | VV | Bulletin board approximately 36"W x 24"H. Wood framed 1/2" cork posting panel with moisture proof backing. Units are factory assembled and have keyhole hangers for easy installation.
F3200 | Clock, Battery, 12" Diameter | 1 | VV | Clock, 12" diameter. Round surface, easy to read numbers with sweep second hand. Wall mounted unit for use when impractical to install a fully synchronized clock system. Battery operated, (batteries not included).
M0506 | Television, Flat Screen | 1 | VV | Flat screen television with approximately 32'" to 40' diagonal screen size. The TV will have built-in speakers, NTSC tuner, a 16:9 wide screen aspect ratio, a minimum of 1280 x 768 resolution and a remote control.
M1801 | Computer, Microprocessing, w/Flat Panel Monitor | 1 | VV | Desk top microprocessing computer. The unit shall consist of a central processing mini tower, flat panel monitor, keyboard, mouse and speakers. The system shall have the following minimum characteristics: a 2.8 GHz Pentium processor; 512 MB memory; 80GB hard drive; 32/48x CD-ROMDVD combo; 1.44MB network interface card; video 32 MB NVIDIA; a 18 inch flat panel monitor. The computer is used throughout the facility to input, manipulate and retrieve information.
M1803 | Workstation, Computer, Wall Mounted, Adjustable | 1 | VV | A wall mounted computer workstation with height adjustable monitor and keyboard arms. Keyboard and monitor can be stored within 8" to 10" of wall. Fingertip adjustability for keyboard and monitor enable frequent position changes. Unit contains an integrated cable management system to hide wires. A separate wall-mounted CPU holder is included.
M4100 | Sphygmomanometer, Aneroid, Wall Mounted | 1 | VV | Aneroid sphygmomanometer. Unit is wall mounted and has large graphic dial display for easy reading from all angles. It has a 90 degree (angle) swivel and 10 degree (angle) forward tilt to reduce glare. Unit accuracy is within 1% of reading. Sturdy impact-resistant construction.
M4200 | Otoscope/Ophthalmoscope, Wall Mounted | 1 | VV | Wall mounted otoscope and ophthalmoscope. Includes 6 foot line cord and plug and accepts and includes two handles. Contains head turn-on/turn-off, built-in speculum tray and 8 foot coiled cords. Unit is designed for use in patient exam rooms.
M6050 | Retinal Imaging System, Fluoroscein/Indocyanine | 1 | VV | Digital camera system for conducting fluorescing and indocyanine green studies of the choroid of the retina. The infrared sensitive camera has interchangeable barrier and exciter filters for the different dyes. The camera transmits images to a high resolution computer system and monitors for viewing, analysis, enhancement, manipulation, recording and color printing. Database reflects pricing and physical characteristics for the entire system with its required computer.
M7401 | Light, Exam, Mobile, Spotlight, Mobile Stand | 1 | VV | The exam light shall be a mobile floor unit. The light will be a halogen bulb or LED that can produce a continuous and homogeneous spot of light adjustable from 5 to 9 inches in diameter from a set distance. The light intensity shall be a minimum of 750 foot-candles at a distance of 16 inches and have a color temperature of 3,200 degrees Kelvin. The unit will consist of an arm or sleeve of approximately 45 inches in length to allow for easy arm rotation and arm movement up and down. The unit shall be mounted on a caster base for easy movement.,
M9025 | Table, Examination/Treatment, With Cabinet | 1 | VV | Table, examination/treatment with cabinet. Cabinet type exam table with three section upholstered top adjustable to a full chair position. Concealed heel stirrups, dual outlets, drawers, and storage space with optional armboard. Unit is designed for general use in examination/treatment rooms.
11 - CLSC4 - Shared Medical Appointment Room | 11 - CLSC4 - Shared Medical Appointment Room | 11 - CLSC4 - Shared Medical Appointment Room | 11 - CLSC4 - Shared Medical Appointment Room | 11 - CLSC4 - Shared Medical Appointment Room
JSN | NAME | QTY | ACQ | DESCRIPTION
A1010 | Telecommunication Outlet | 2 | CC | Telecommunication outlet location.
A5212 | Bracket, Television, Wall-Mounted, Tilt/Angle | 1 | VV | A wall mounted, tilt/angled TV bracket for 37" to 80" TVs. Mount will be a universal and VESA compliant unit with a load capacity of up to 130 lbs.
A5220 | Bracket, Television, Wall Backing | 1 | CC | Wall mounted television bracket backing which provides additional support and strength for the installation of the television bracket. Option available for interior or exterior plate and sized for 12â€ 16â€ or 24â€ stud spacing.
E0945 | Cart, Computer, Mobile | 2 | VV | A mobile computer cart for use throughout the facility. The cart dimensions will be approximately 45" H x 30" W x 22" D with casters. May include drawers and miscellaneous other accessories that will be determined at time of purchase. This Typical may include: 1 Cart Body, w/Computer Support, Style-A Narrow, w/Raised Edge Top 1 Flip-Up Shelf 1 Sharps Container Holder 1 Wastebasket 1 Chart Holder 2 Drawers, 3"H 2 Drawers, 6"H 3 Accessory Rail, Side Drawer Organizer Bins
F0295 | Chair, Stacking | 16 | VV | Stacking chair, approximately 34" H X 21" W X 24" D. May be stacked up to 20 high depending upon the model selected. These chairs are intended primarily as overflow capacity for conference rooms.
F0435 | Cabinet, Storage, Multi Media | 1 | VV | Multi media storage cabinet, approximately 60" high X 36" wide X 14" deep. For the storage of various types of audio or video cassettes, DVDs, CDs, and other media material.
F0860 | Table, Mobile | 4 | VV | Mobile table. The unit provides mobile or isolated freestanding work surface. Characteristics and components include 3-1/2 inch casters and attached drawer bearers. Unit is used for general work applications, primarily in dry areas.
F2010 | Basket, Wastepaper, Step-On | 1 | VV | "Step-on" wastepaper basket with inner liner and foot petal activated flip top.
F3060 | Whiteboard, Projection Screen Combination | 1 | VV | Whiteboard and projection screen combination approximately 48" H x 72" W. Magnetic surface with matte finish for projection. Hard board stabilizer with aluminum foil back. For use with water color pens.
M0506 | Television, Flat Screen | 1 | VV | Flat screen television with approximately 32'" to 40' diagonal screen size. The TV will have built-in speakers, NTSC tuner, a 16:9 wide screen aspect ratio, a minimum of 1280 x 768 resolution and a remote control.
M1801 | Computer, Microprocessing, w/Flat Panel Monitor | 2 | VV | Desk top microprocessing computer. The unit shall consist of a central processing mini tower, flat panel monitor, keyboard, mouse and speakers. The system shall have the following minimum characteristics: a 2.8 GHz Pentium processor; 512 MB memory; 80GB hard drive; 32/48x CD-ROMDVD combo; 1.44MB network interface card; video 32 MB NVIDIA; a 18 inch flat panel monitor. The computer is used throughout the facility to input, manipulate and retrieve information.
12 - SRE01 - Storage, Shared Medical Appointments | 12 - SRE01 - Storage, Shared Medical Appointments | 12 - SRE01 - Storage, Shared Medical Appointments | 12 - SRE01 - Storage, Shared Medical Appointments | 12 - SRE01 - Storage, Shared Medical Appointments
JSN | NAME | QTY | ACQ | DESCRIPTION
A1010 | Telecommunication Outlet | 1 | CC | Telecommunication outlet location.
M2055 | Shelving, Storage, Wire, CRS, w/Adjustable Shelves | 4 | VV | Stationary, wire, shelving unit. Unit has fully adjustable shelves constructed of stainless steel. For use in general purpose storage areas. Shelving is provided in various sizes and configurations. Price provided is for a unit approximately 74"H x 18"D x 48"W with four shelves.
13 - RCA06 - Alcove, Medication | 13 - RCA06 - Alcove, Medication | 13 - RCA06 - Alcove, Medication | 13 - RCA06 - Alcove, Medication | 13 - RCA06 - Alcove, Medication
JSN | NAME | QTY | ACQ | DESCRIPTION
A1010 | Telecommunication Outlet | 1 | CC | Telecommunication outlet location.
A5075 | Dispenser, Soap, Disposable | 1 | VV | Disposable soap dispenser. One-handed dispensing operation. Designed to accommodate disposable soap cartridge and valve.
A5082 | Dispenser, Paper Towel, Sensor, Hands Free | 1 | CC | A surface mounted, sensor activated, automatic, roll paper towel dispenser. The unit dispenses a paper towel automatically only when hands are place in position below the dispenser for maximum sanitation and hygiene. May include adjustable settings for sheet length, time delay, and sensor range. Unit is battery operated or with optional AC power adapter.
A5107 | Dispenser, Glove, Surgical/Examination, Wall Mntd | 1 | VV | Examination three (Small Medium, Large) glove dispenser box for wall mounting. Fabricated of either cold rolled steel with a white baked enamel finish, plastic or acrylic. Hardware not included, Option 3 powder coated steel.
A5108 | Waste Disposal Unit, Sharps | 1 | VV | A container for collecting and transporting syringes and other sharps for decontamination and disposal. Available in 2 gallon and 8 gallon with locking rotor. Complies with OSHA regulations for handling sharps.
CS010 | Sink, SS, Single Compartment, 7.5x12x12 ID | 1 | CC | Single compartment stainless steel sink, drop-in, self-rimming, ledge-type, connected with a drain and provided with a mixing faucet. It shall also be provided with pre-punched fixture holes on 4" center, integral back ledge to accommodate deck-mounted fixtures, brushed/polished interior and top surfaces, and sound deadened. Recommended for use in suspended or U/C/B sink cabinets having a high plastic laminate or Chemsurf laminate countertop/work surface. For general purpose use throughout the facility.
CT020 | Countertop, Solid Surface | 1 | CC | A solid, nonporous countertop with a smooth seamless appearance. Easy to clean and maintain and with proper cleaning does not support the growth of mold. An acrylic-based solid surface product. Standard thickness of 1", and a 4" butt backsplash/curb. Also referred to as a work surface or work top. Available in a choice of colors and depths. Used in lab and other hospital areas requiring optimum physical and chemical resisting properties.
F2000 | Basket, Wastepaper, Fire Resistant | 1 | VV | Wastepaper basket, fire resistant, approximately 40 quart capacity. This unit is used to collect and temporarily store small quantities of paper refuse in patient rooms, administrative areas and nursing stations. Size and shape varies depending on the application and manufacturer selected.
M1801 | Computer, Microprocessing, w/Flat Panel Monitor | 1 | VV | Desk top microprocessing computer. The unit shall consist of a central processing mini tower, flat panel monitor, keyboard, mouse and speakers. The system shall have the following minimum characteristics: a 2.8 GHz Pentium processor; 512 MB memory; 80GB hard drive; 32/48x CD-ROMDVD combo; 1.44MB network interface card; video 32 MB NVIDIA; a 18 inch flat panel monitor. The computer is used throughout the facility to input, manipulate and retrieve information.
M1803 | Workstation, Computer, Wall Mounted, Adjustable | 1 | VV | A wall mounted computer workstation with height adjustable monitor and keyboard arms. Keyboard and monitor can be stored within 8" to 10" of wall. Fingertip adjustability for keyboard and monitor enable frequent position changes. Unit contains an integrated cable management system to hide wires. A separate wall-mounted CPU holder is included.
M3150 | Distribution System, Medication, Automatic | 1 | VV | An automated dispensing system that provides controlled dispensing, inventory and security. Size and cost will vary dependent on number of modules selected.
R6200 | Refrigerator, U/C or F/S, 5 Cu Ft | 1 | VV | Utility refrigerator approximately 35" H x 24" W x 26" D. The unit has a two tray ice cube cooling system. The refrigerator fits standard architectural dimensions for undercounter installation. The unit is perfect for use in nurses' station, wards, and laboratories, pharmacies or wherever space is limited.
14 - RCA01 - Alcove, AED | 14 - RCA01 - Alcove, AED | 14 - RCA01 - Alcove, AED | 14 - RCA01 - Alcove, AED | 14 - RCA01 - Alcove, AED
JSN | NAME | QTY | ACQ | DESCRIPTION
M7660 | Defibrillator/Monitor/Recorder, Portable | 1 | VV | Portable defibrillator-monitor-recorder. Integral unit system operable from self-contained rechargeable batteries. ECG may be viewed through paddles or patient cable. Options include external pacing and 12-Lead.
15 - WRTM1 - Teamwork Area | 15 - WRTM1 - Teamwork Area | 15 - WRTM1 - Teamwork Area | 15 - WRTM1 - Teamwork Area | 15 - WRTM1 - Teamwork Area
JSN | NAME | QTY | ACQ | DESCRIPTION
A1010 | Telecommunication Outlet | 4 | CC | Telecommunication outlet location.
A1015 | Telephone, Desk, Multiple Line | 2 | VV | Telephone, desk, multiple line.
E0123 | Workstation, Straight, Free Standing, 72" W | 4 | VV | This JSN will provide a whole work station typical to quickly plan work in areas in clinical or administrative spaces. There will be a price decrease if typical work stations are used with vertical hanging strips instead of panels. THIS TYPICAL INCLUDES: 4 Standard Solid Panels 2 Panel Connectors, 2-Way Corner 1 Panel-to-Panel Connector 2 Finished End Hardware 1 Cantilevered, Work Surface 2 Lockable Flipper Units 2 Shelf, Storage/Displays 2 Lights 1 Tack board 1 Tool Rail 1 Paper Tray 1 Diagonal Tray 1 Adjustable Keyboard Tray 1 Mobile Pedestal, Box/File
F0275 | Chair, Swivel, High Back | 4 | VV | Highback contemporary swivel chair, 41" high X 23" wide X 23" deep with five (5) caster swivel base and arms. Chair may be used at desks or in conference rooms. Back and seat are foam padded and upholstered with either woven textile fabric or vinyl.
F0420 | Cabinet, Filing, Lateral, Half Height | 2 | VV | Half height two (2) or three (3) drawer lateral filing cabinet, 28" high X 42" wide X 18" deep with recessed handles, locking device and drawer label holders. Drawers are adaptable to either letter or legal size materials.
F2000 | Basket, Wastepaper, Fire Resistant | 4 | VV | Wastepaper basket, fire resistant, approximately 40 quart capacity. This unit is used to collect and temporarily store small quantities of paper refuse in patient rooms, administrative areas and nursing stations. Size and shape varies depending on the application and manufacturer selected.
F3200 | Clock, Battery, 12" Diameter | 1 | VV | Clock, 12" diameter. Round surface, easy to read numbers with sweep second hand. Wall mounted unit for use when impractical to install a fully synchronized clock system. Battery operated, (batteries not included).
M1801 | Computer, Microprocessing, w/Flat Panel Monitor | 4 | VV | Desk top microprocessing computer. The unit shall consist of a central processing mini tower, flat panel monitor, keyboard, mouse and speakers. The system shall have the following minimum characteristics: a 2.8 GHz Pentium processor; 512 MB memory; 80GB hard drive; 32/48x CD-ROMDVD combo; 1.44MB network interface card; video 32 MB NVIDIA; a 18 inch flat panel monitor. The computer is used throughout the facility to input, manipulate and retrieve information.
16 - OFA07 - Workstation, Extended Team | 16 - OFA07 - Workstation, Extended Team | 16 - OFA07 - Workstation, Extended Team | 16 - OFA07 - Workstation, Extended Team | 16 - OFA07 - Workstation, Extended Team
JSN | NAME | QTY | ACQ | DESCRIPTION
A1010 | Telecommunication Outlet | 2 | CC | Telecommunication outlet location.
A1015 | Telephone, Desk, Multiple Line | 1 | VV | Telephone, desk, multiple line.
E0123 | Workstation, Straight, Free Standing, 72" W | 1 | VV | This JSN will provide a whole work station typical to quickly plan work in areas in clinical or administrative spaces. There will be a price decrease if typical work stations are used with vertical hanging strips instead of panels. THIS TYPICAL INCLUDES: 4 Standard Solid Panels 2 Panel Connectors, 2-Way Corner 1 Panel-to-Panel Connector 2 Finished End Hardware 1 Cantilevered, Work Surface 2 Lockable Flipper Units 2 Shelf, Storage/Displays 2 Lights 1 Tack board 1 Tool Rail 1 Paper Tray 1 Diagonal Tray 1 Adjustable Keyboard Tray 1 Mobile Pedestal, Box/File
F0275 | Chair, Swivel, High Back | 1 | VV | Highback contemporary swivel chair, 41" high X 23" wide X 23" deep with five (5) caster swivel base and arms. Chair may be used at desks or in conference rooms. Back and seat are foam padded and upholstered with either woven textile fabric or vinyl.
F0420 | Cabinet, Filing, Lateral, Half Height | 1 | VV | Half height two (2) or three (3) drawer lateral filing cabinet, 28" high X 42" wide X 18" deep with recessed handles, locking device and drawer label holders. Drawers are adaptable to either letter or legal size materials.
F2000 | Basket, Wastepaper, Fire Resistant | 1 | VV | Wastepaper basket, fire resistant, approximately 40 quart capacity. This unit is used to collect and temporarily store small quantities of paper refuse in patient rooms, administrative areas and nursing stations. Size and shape varies depending on the application and manufacturer selected.
M1801 | Computer, Microprocessing, w/Flat Panel Monitor | 1 | VV | Desk top microprocessing computer. The unit shall consist of a central processing mini tower, flat panel monitor, keyboard, mouse and speakers. The system shall have the following minimum characteristics: a 2.8 GHz Pentium processor; 512 MB memory; 80GB hard drive; 32/48x CD-ROMDVD combo; 1.44MB network interface card; video 32 MB NVIDIA; a 18 inch flat panel monitor. The computer is used throughout the facility to input, manipulate and retrieve information.
17 - WKTM3 - Workroom, Patient Aligned Care Team (PACT) | 17 - WKTM3 - Workroom, Patient Aligned Care Team (PACT) | 17 - WKTM3 - Workroom, Patient Aligned Care Team (PACT) | 17 - WKTM3 - Workroom, Patient Aligned Care Team (PACT) | 17 - WKTM3 - Workroom, Patient Aligned Care Team (PACT)
JSN | NAME | QTY | ACQ | DESCRIPTION
A1010 | Telecommunication Outlet | 2 | CC | Telecommunication outlet location.
A1011 | Telephone, Desk, 1 Line | 1 | VV | Telephone, desk, 1 line.
A6046 | Artwork, Decorative, With Frame | 1 | VV | This JSN is to be used for determining and defining location of decorative artwork.
E0120 | Workstation, Straight, Free Standing, 60" W | 2 | VV | This JSN will provide a whole work station typical to quickly plan work areas in clinical or administrative spaces. There will be a price decrease if typical work stations are used with vertical hanging strips instead of panels. THIS TYPICAL INCLUDES: 3 Standard Solid Panels 1 Panel - to Panel Connector 1 Panel Connector, 2-Way Corner 2 Finished End Hardware 1 Cantilevered, Work Surface 2 Lockable Flipper Units 2 Lights 1 Tack board 1 Tool Rail 1 Paper Tray 1 Diagonal Tray 1 Adjustable Keyboard Tray 1 Mobile Pedestal, Box/File 1 Support Panel
F0275 | Chair, Swivel, High Back | 2 | VV | Highback contemporary swivel chair, 41" high X 23" wide X 23" deep with five (5) caster swivel base and arms. Chair may be used at desks or in conference rooms. Back and seat are foam padded and upholstered with either woven textile fabric or vinyl.
F0420 | Cabinet, Filing, Lateral, Half Height | 1 | VV | Half height two (2) or three (3) drawer lateral filing cabinet, 28" high X 42" wide X 18" deep with recessed handles, locking device and drawer label holders. Drawers are adaptable to either letter or legal size materials.
F2000 | Basket, Wastepaper, Fire Resistant | 1 | VV | Wastepaper basket, fire resistant, approximately 40 quart capacity. This unit is used to collect and temporarily store small quantities of paper refuse in patient rooms, administrative areas and nursing stations. Size and shape varies depending on the application and manufacturer selected.
F3200 | Clock, Battery, 12" Diameter | 1 | VV | Clock, 12" diameter. Round surface, easy to read numbers with sweep second hand. Wall mounted unit for use when impractical to install a fully synchronized clock system. Battery operated, (batteries not included).
M1801 | Computer, Microprocessing, w/Flat Panel Monitor | 2 | VV | Desk top microprocessing computer. The unit shall consist of a central processing mini tower, flat panel monitor, keyboard, mouse and speakers. The system shall have the following minimum characteristics: a 2.8 GHz Pentium processor; 512 MB memory; 80GB hard drive; 32/48x CD-ROMDVD combo; 1.44MB network interface card; video 32 MB NVIDIA; a 18 inch flat panel monitor. The computer is used throughout the facility to input, manipulate and retrieve information.
18 - CFR01 - Training Room, Staff | 18 - CFR01 - Training Room, Staff | 18 - CFR01 - Training Room, Staff | 18 - CFR01 - Training Room, Staff | 18 - CFR01 - Training Room, Staff
JSN | NAME | QTY | ACQ | DESCRIPTION
A1020 | Telephone, Conferencing System | 1 | VV | A tabletop telephone conferencing system typically found in a conference room. Features and accessories include 12-key telephone keypad, multiple conferencing navigation keys, console microphones, dynamic noise reduction, LCD display, caller ID and console loudspeaker.
A5212 | Bracket, Television, Wall-Mounted, Tilt/Angle | 1 | VV | A wall mounted, tilt/angled TV bracket for 37" to 80" TVs. Mount will be a universal and VESA compliant unit with a load capacity of up to 130 lbs.
A5220 | Bracket, Television, Wall Backing | 1 | CC | Wall mounted television bracket backing which provides additional support and strength for the installation of the television bracket. Option available for interior or exterior plate and sized for 12â€ 16â€ or 24â€ stud spacing.
F0220 | Chair, Conference | 8 | VV | Conference chair designed to complement the executive furniture package selected. Foam rubber cushioned seats and backs covered with either woven fabric or vinyl. Base with 5 (five) swivel casters.
F0700 | Table, Computer, Medium Size | 1 | VV | Medium sized computer table, approximately 35" high x 48" wide x 30" deep with enough surface for a CPU, monitor, keyboard and (optional) printer.
F0765 | Table, Folding / Nesting | 4 | VV | Folding table intended for a variety of uses. Designed with a flip top that allows tables to store nested to minimize needed storage space. Available in multiple laminate finish colors/patterns, bases, surface shapes (description and pricing based on a rectangle shape) and edge finish, . Available with leveling glides or casters (2 locking, 2 non-locking).
F2000 | Basket, Wastepaper, Fire Resistant | 1 | VV | Wastepaper basket, fire resistant, approximately 40 quart capacity. This unit is used to collect and temporarily store small quantities of paper refuse in patient rooms, administrative areas and nursing stations. Size and shape varies depending on the application and manufacturer selected.
F3200 | Clock, Battery, 12" Diameter | 1 | VV | Clock, 12" diameter. Round surface, easy to read numbers with sweep second hand. Wall mounted unit for use when impractical to install a fully synchronized clock system. Battery operated, (batteries not included).
M0507 | Video Teleconferencing System | 1 | VV | Shall be a video conferencing unit consisting of a camera, microphone, video/audio compression components, a component cart and a 32 inch monitor. It shall provide live audio-visual conferencing capabilities to dispersed geographic sites.
M0512 | Television, HDTV, Large Screen, 60" | 1 | VV | A high definition (HDTV) multimedia, slim design, 60"W to 65"W color television. The TV will have a 16.9 wide screen aspect ratio with full HD 1080p resolution and HDMI connections. TV may be LED, Plasma or LCD. TV will include a stand.
M1801 | Computer, Microprocessing, w/Flat Panel Monitor | 1 | VV | Desk top microprocessing computer. The unit shall consist of a central processing mini tower, flat panel monitor, keyboard, mouse and speakers. The system shall have the following minimum characteristics: a 2.8 GHz Pentium processor; 512 MB memory; 80GB hard drive; 32/48x CD-ROMDVD combo; 1.44MB network interface card; video 32 MB NVIDIA; a 18 inch flat panel monitor. The computer is used throughout the facility to input, manipulate and retrieve information.
19 - OFA07 - Workstation, Administrative | 19 - OFA07 - Workstation, Administrative | 19 - OFA07 - Workstation, Administrative | 19 - OFA07 - Workstation, Administrative | 19 - OFA07 - Workstation, Administrative
JSN | NAME | QTY | ACQ | DESCRIPTION
A1010 | Telecommunication Outlet | 2 | CC | Telecommunication outlet location.
A1015 | Telephone, Desk, Multiple Line | 1 | VV | Telephone, desk, multiple line.
E0123 | Workstation, Straight, Free Standing, 72" W | 1 | VV | This JSN will provide a whole work station typical to quickly plan work in areas in clinical or administrative spaces. There will be a price decrease if typical work stations are used with vertical hanging strips instead of panels. THIS TYPICAL INCLUDES: 4 Standard Solid Panels 2 Panel Connectors, 2-Way Corner 1 Panel-to-Panel Connector 2 Finished End Hardware 1 Cantilevered, Work Surface 2 Lockable Flipper Units 2 Shelf, Storage/Displays 2 Lights 1 Tack board 1 Tool Rail 1 Paper Tray 1 Diagonal Tray 1 Adjustable Keyboard Tray 1 Mobile Pedestal, Box/File
F0275 | Chair, Swivel, High Back | 1 | VV | Highback contemporary swivel chair, 41" high X 23" wide X 23" deep with five (5) caster swivel base and arms. Chair may be used at desks or in conference rooms. Back and seat are foam padded and upholstered with either woven textile fabric or vinyl.
F0420 | Cabinet, Filing, Lateral, Half Height | 1 | VV | Half height two (2) or three (3) drawer lateral filing cabinet, 28" high X 42" wide X 18" deep with recessed handles, locking device and drawer label holders. Drawers are adaptable to either letter or legal size materials.
F2000 | Basket, Wastepaper, Fire Resistant | 1 | VV | Wastepaper basket, fire resistant, approximately 40 quart capacity. This unit is used to collect and temporarily store small quantities of paper refuse in patient rooms, administrative areas and nursing stations. Size and shape varies depending on the application and manufacturer selected.
M1801 | Computer, Microprocessing, w/Flat Panel Monitor | 1 | VV | Desk top microprocessing computer. The unit shall consist of a central processing mini tower, flat panel monitor, keyboard, mouse and speakers. The system shall have the following minimum characteristics: a 2.8 GHz Pentium processor; 512 MB memory; 80GB hard drive; 32/48x CD-ROMDVD combo; 1.44MB network interface card; video 32 MB NVIDIA; a 18 inch flat panel monitor. The computer is used throughout the facility to input, manipulate and retrieve information.
20 - CFR01 - Conference Room | 20 - CFR01 - Conference Room | 20 - CFR01 - Conference Room | 20 - CFR01 - Conference Room | 20 - CFR01 - Conference Room
JSN | NAME | QTY | ACQ | DESCRIPTION
A1020 | Telephone, Conferencing System | 1 | VV | A tabletop telephone conferencing system typically found in a conference room. Features and accessories include 12-key telephone keypad, multiple conferencing navigation keys, console microphones, dynamic noise reduction, LCD display, caller ID and console loudspeaker.
A5212 | Bracket, Television, Wall-Mounted, Tilt/Angle | 1 | VV | A wall mounted, tilt/angled TV bracket for 37" to 80" TVs. Mount will be a universal and VESA compliant unit with a load capacity of up to 130 lbs.
A5220 | Bracket, Television, Wall Backing | 1 | CC | Wall mounted television bracket backing which provides additional support and strength for the installation of the television bracket. Option available for interior or exterior plate and sized for 12â€ 16â€ or 24â€ stud spacing.
F0220 | Chair, Conference | 8 | VV | Conference chair designed to complement the executive furniture package selected. Foam rubber cushioned seats and backs covered with either woven fabric or vinyl. Base with 5 (five) swivel casters.
F0700 | Table, Computer, Medium Size | 1 | VV | Medium sized computer table, approximately 35" high x 48" wide x 30" deep with enough surface for a CPU, monitor, keyboard and (optional) printer.
F0765 | Table, Folding / Nesting | 4 | VV | Folding table intended for a variety of uses. Designed with a flip top that allows tables to store nested to minimize needed storage space. Available in multiple laminate finish colors/patterns, bases, surface shapes (description and pricing based on a rectangle shape) and edge finish, . Available with leveling glides or casters (2 locking, 2 non-locking).
F2000 | Basket, Wastepaper, Fire Resistant | 1 | VV | Wastepaper basket, fire resistant, approximately 40 quart capacity. This unit is used to collect and temporarily store small quantities of paper refuse in patient rooms, administrative areas and nursing stations. Size and shape varies depending on the application and manufacturer selected.
F3200 | Clock, Battery, 12" Diameter | 1 | VV | Clock, 12" diameter. Round surface, easy to read numbers with sweep second hand. Wall mounted unit for use when impractical to install a fully synchronized clock system. Battery operated, (batteries not included).
M0507 | Video Teleconferencing System | 1 | VV | Shall be a video conferencing unit consisting of a camera, microphone, video/audio compression components, a component cart and a 32 inch monitor. It shall provide live audio-visual conferencing capabilities to dispersed geographic sites.
M0512 | Television, HDTV, Large Screen, 60" | 1 | VV | A high definition (HDTV) multimedia, slim design, 60"W to 65"W color television. The TV will have a 16.9 wide screen aspect ratio with full HD 1080p resolution and HDMI connections. TV may be LED, Plasma or LCD. TV will include a stand.
M1801 | Computer, Microprocessing, w/Flat Panel Monitor | 1 | VV | Desk top microprocessing computer. The unit shall consist of a central processing mini tower, flat panel monitor, keyboard, mouse and speakers. The system shall have the following minimum characteristics: a 2.8 GHz Pentium processor; 512 MB memory; 80GB hard drive; 32/48x CD-ROMDVD combo; 1.44MB network interface card; video 32 MB NVIDIA; a 18 inch flat panel monitor. The computer is used throughout the facility to input, manipulate and retrieve information.
21 - UCCL1 - Utility Room, Clean | 21 - UCCL1 - Utility Room, Clean | 21 - UCCL1 - Utility Room, Clean | 21 - UCCL1 - Utility Room, Clean | 21 - UCCL1 - Utility Room, Clean
JSN | NAME | QTY | ACQ | DESCRIPTION
A1010 | Telecommunication Outlet | 1 | CC | Telecommunication outlet location.
E0903 | Locker, Supply, w/Shelves, Wall Mtd, 23"W x 20"D | 2 | VV | THIS TYPICAL INCLUDES: 1 Wall Mounted Rail 1 Supply Locker 1 Drawer, 9"H 4 Tray/Shelves Drawer Organizers Consider the need for an E0921 to transport the locker from place to place.
E0906 | Locker, Supply, General, Wall Mtd, 23"W x 20"D | 2 | VV | THIS TYPICAL INCLUDES: 1 Wall Mounted Rail 1 Locked Storage Container 2 Tray/Shelves 1 Drawer, 3"H 3 Drawers, 6"H 2 Drawers, 9"H 1 Tray/Shelf Divider Drawer Organizer Bins Consider the need for an E0921 to transport the locker from place to place.
E0912 | Locker, Supply, Med Surg, Wall Mtd | 2 | VV | Medical/Surgical Supply locker, Wall Mounted, approximately 23"W x 20"D. THIS TYPICAL INCLUDES: 1 Wall Mounted Rail 1 Locked Storage Container 4 Tray/Shelves 5 Drawers, 3"H 2 Drawers, 6"H 2 Tray/Shelf Dividers Drawer Organizer Bins Consider the need for an E0921 to transport the locker from place to place.
E1500 | Rail, MOD, W/MNTD, HX144XD | 1 | VV | Wall mounted rail used for hanging (mounting) lockers, shelves and drawers on a wall.
F2000 | Basket, Wastepaper, Fire Resistant | 1 | VV | Wastepaper basket, fire resistant, approximately 40 quart capacity. This unit is used to collect and temporarily store small quantities of paper refuse in patient rooms, administrative areas and nursing stations. Size and shape varies depending on the application and manufacturer selected.
22 - SRE01 - Storage, Medical Equipment | 22 - SRE01 - Storage, Medical Equipment | 22 - SRE01 - Storage, Medical Equipment | 22 - SRE01 - Storage, Medical Equipment | 22 - SRE01 - Storage, Medical Equipment
JSN | NAME | QTY | ACQ | DESCRIPTION
A1010 | Telecommunication Outlet | 1 | CC | Telecommunication outlet location.
M2055 | Shelving, Storage, Wire, CRS, w/Adjustable Shelves | 4 | VV | Stationary, wire, shelving unit. Unit has fully adjustable shelves constructed of stainless steel. For use in general purpose storage areas. Shelving is provided in various sizes and configurations. Price provided is for a unit approximately 74"H x 18"D x 48"W with four shelves.
23 - SL001 - Lounge, Staff | 23 - SL001 - Lounge, Staff | 23 - SL001 - Lounge, Staff | 23 - SL001 - Lounge, Staff | 23 - SL001 - Lounge, Staff
JSN | NAME | QTY | ACQ | DESCRIPTION
A1010 | Telecommunication Outlet | 1 | CC | Telecommunication outlet location.
A1012 | Telephone, Wall Mounted, 1 Line | 1 | VV | Telephone, wall mounted, 1 line.
A1080 | Mirror, Posture, Wall Mounted | 1 | CC | Wall mounted posture mirror. Consists of a 1/4" plate glass in a sturdy corrosion resistant frame with water proof back. For educational and therapy programs.
A5075 | Dispenser, Soap, Disposable | 1 | VV | Disposable soap dispenser. One-handed dispensing operation. Designed to accommodate disposable soap cartridge and valve.
A5080 | Dispenser, Paper Towel, SS, Surface Mounted | 1 | CC | A surface mounted, satin finish stainless steel, single-fold, paper towel dispenser. Dispenser features: tumbler lock; front hinged at bottom; and refill indicator slot. Minimum capacity 400 single-fold paper towels. For general purpose use throughout the facility.
A5145 | Hook, Garment, Double, SS, Surface Mounted | 1 | CC | A surface mounted, satin finish stainless steel, double garment hook. Equipped with a concealed mounting bracket that is secured to a concealed wall plate. For general purpose use throughout the facility to hang various items of apparel.
A5210 | Bracket, Television, Wall Mounted, w/Adjust Arm | 1 | VV | Wall mounted television bracket with adjustable arm. Consists of movable arm with minimum 120 degree swivel. Designed for holding wall mounted, flat panel television units in patient rooms.
A5220 | Bracket, Television, Wall Backing | 1 | CC | Wall mounted television bracket backing which provides additional support and strength for the installation of the television bracket. Option available for interior or exterior plate and sized for 12â€ 16â€ or 24â€ stud spacing.
C02C0 | Cabinet, U/C/B, 1 Shelf, 1 Drawer, 1 DO, 36x24x22 | 1 | CC | Standing height under counter base cabinet with an adjustable shelf and a full width drawer above a solid right or left-hinged door (appropriate door hinge configuration to be indicated on equipment elevation drawings). Also referred to as a combination cabinet or a drawer and cupboard cabinet. For general purpose use throughout the facility.
C02D0 | Cabinet, U/C/B, 4 Drawer, 36x24x22 | 1 | CC | Standing height under counter base cabinet with four full width drawers of equal height. Also referred to as a drawer cabinet. For general purpose use throughout the facility.
C04P0 | Cabinet, Sink, U/C/B, 2 Door, 36x36x22 | 1 | CC | Standing height under counter base sink cabinet with solid hinged doors. Also referred to as a double-door sink cabinet. For general purpose use throughout the facility where a sink is to be used. Coordinate actual clear cabinet dimension with the actual outside dimension of sink that is specified to ensure that they are compatible.
CB020 | Cabinet, W/H, 2 Shelf, 1 DO, Sloping Top, 38x24x13 | 2 | CC | Wall hung cabinet with two adjustable shelves, solid right or left-hinged door (appropriate door hinge configuration to be indicated on equipment elevation drawings), and sloping top. Also referred to as a solid hinged single door case. For general purpose use throughout the facility.
CS010 | Sink, SS, Single Compartment, 7.5x12x12 ID | 1 | CC | Single compartment stainless steel sink, drop-in, self-rimming, ledge-type, connected with a drain and provided with a mixing faucet. It shall also be provided with pre-punched fixture holes on 4" center, integral back ledge to accommodate deck-mounted fixtures, brushed/polished interior and top surfaces, and sound deadened. Recommended for use in suspended or U/C/B sink cabinets having a high plastic laminate or Chemsurf laminate countertop/work surface. For general purpose use throughout the facility.
CT020 | Countertop, Solid Surface | 7 | CC | A solid, nonporous countertop with a smooth seamless appearance. Easy to clean and maintain and with proper cleaning does not support the growth of mold. An acrylic-based solid surface product. Standard thickness of 1", and a 4" butt backsplash/curb. Also referred to as a work surface or work top. Available in a choice of colors and depths. Used in lab and other hospital areas requiring optimum physical and chemical resisting properties.
F0225 | Chair, Dining Room | 4 | VV | Dining room chair with glides. Chair has straight legs with cushioned cloth or vinyl seat.
F0795 | Table, Dining | 1 | VV | Dining table. Round 42" diameter or square 42" X 42". Used in dining facilities and can comfortably seat up to four (4) persons.
F2015 | Basket, Wastepaper, Metal/Plastic,2 Swinging Doors | 1 | VV | Metal receptacle for soiled / used towels or waste. Equipped with a removable tapered top with two independently operating self-closing, spring hinged doors. Used in public facilities for the collection and temporary storage of refuse.
F3065 | Whiteboard/Bulletin Board, Combination | 1 | VV | A combination whiteboard and bulletin board, half LCS and half cork. Available with either aluminum or wood frame. It can be used in patient rooms or in any appropriate space in the facility.
F3200 | Clock, Battery, 12" Diameter | 1 | VV | Clock, 12" diameter. Round surface, easy to read numbers with sweep second hand. Wall mounted unit for use when impractical to install a fully synchronized clock system. Battery operated, (batteries not included).
K1552 | Brewer, Coffee, Auto, Elect, 3 Burner, Front/Back | 1 | VV | Space saving front to back automatic coffee maker. This unit includes a heating tank, connection for a cold water supply, decanter service with three burners, funnel and a water flow controller. The unit is used for semi-automatic coffee brewing in cafeterias and commercial institutions. The unit automatically shuts off the water flow when enough has passed through to fill the pot. The unit is normally provided plumbed with a hot water faucet to the side for making other hot drinks (tea, cider, cocoa, etc.). The database height dimension does not include the clearance for coffee decanters warming on the upper burners.
K4665 | Oven, Microwave, Consumer | 1 | VV | Counter mounted microwave oven for average duty use. The exterior cabinet can be metal or heavy duty impact resistant plastic. The oven delivers instant energy for rapid heating, defrosting or prime cooking. The oven has touch pad controls, digital timer, power level selector and preprogrammed selectors for commonly cooked items. This oven is commonly found in staff lounges.
M0515 | Television, HD, 40" Class | 1 | VV | High definition (HDTV) multimedia flat panel LED 40" class display television. The TV will have a 16:9 wide screen aspect ratio, minimum of 1920 x 1080 display resolution, digital tuner, minimum refresh rate of 60Hz, minimum of two HDMI ports and 1 USB port ENERGY STAR certified.
R7250 | Refrigerator/Freezer, 20 Cubic Feet | 1 | VV | Refrigerator/freezer unit. This type unit includes a food saver system that helps keep food fresher. It also includes roll out wheels and is equipped for an optional automatic icemaker. This unit is of commercial or residential design and use.
24 - LR001 - Locker, Staff Personal Property | 24 - LR001 - Locker, Staff Personal Property | 24 - LR001 - Locker, Staff Personal Property | 24 - LR001 - Locker, Staff Personal Property | 24 - LR001 - Locker, Staff Personal Property
JSN | NAME | QTY | ACQ | DESCRIPTION
A1030 | Locker, 2 Person, Over/Under | 12 | VV | Two person locker, double tier, 72Hx12Wx18D. This unit includes hooks for coats and hats. Door equipped with safety guard handles. Designed for storage of coats, hats, and other personal belongings. Other width and depths are available.
A1080 | Mirror, Posture, Wall Mounted | 1 | CC | Wall mounted posture mirror. Consists of a 1/4" plate glass in a sturdy corrosion resistant frame with water proof back. For educational and therapy programs.
25 - TNPG1 - Toilet, Staff | 25 - TNPG1 - Toilet, Staff | 25 - TNPG1 - Toilet, Staff | 25 - TNPG1 - Toilet, Staff | 25 - TNPG1 - Toilet, Staff
JSN | NAME | QTY | ACQ | DESCRIPTION
A1067 | Mirror, Float Glass, ADA Accessible | 1 | CC | A high quality 1/4" polished float glass mirror with a stainless steel frame. Frame holds mirror in a tilted position for accessibility and compliance with ADA requirements. Mirror has a galvanized steel back secured to frame with concealed screws with integral horizontal hanging brackets. Mirror shall be approximately 18" wide and 36" high. Other sizes are available.
A5075 | Dispenser, Soap, Disposable | 1 | VV | Disposable soap dispenser. One-handed dispensing operation. Designed to accommodate disposable soap cartridge and valve.
A5082 | Dispenser, Paper Towel, Sensor, Hands Free | 1 | CC | A surface mounted, sensor activated, automatic, roll paper towel dispenser. The unit dispenses a paper towel automatically only when hands are place in position below the dispenser for maximum sanitation and hygiene. May include adjustable settings for sheet length, time delay, and sensor range. Unit is battery operated or with optional AC power adapter.
A5090 | Disposal, Sanitary Napkin, SS, Surface Mounted | 1 | CC | A surface mounted, satin finish stainless steel, sanitary napkin disposal. Disposal features a flip-up cover, secured to the container by a heavy duty stainless steel piano-hinge. Disposal may be secured to wall or toilet partition. For general purpose use in female toilet stalls or rooms and uni-sex toilet rooms.
A5109 | Grab Bar, ABA Compliant, SS, 2-Wall, W/C Accessible | 1 | CC | 2-wall toilet stall/room grab bar with concealed mounting flanges and a satin finish stainless steel peened gripping surface.. Snap over flanges are provided to conceal mounting screws. A selection of mounting kits and concealed anchor devices are available from the manufacturers for different types of installations. Grab bar shall comply with all barrier-free accessibility guidelines for design, sizing, positioning, installation, and structural strength. For typical water closet applications in toilet stalls and rooms where Architectural Barriers Act grab bar requirements must be met.
A5145 | Hook, Garment, Double, SS, Surface Mounted | 1 | CC | A surface mounted, satin finish stainless steel, double garment hook. Equipped with a concealed mounting bracket that is secured to a concealed wall plate. For general purpose use throughout the facility to hang various items of apparel.
A5200 | Dispenser, Toilet Tissue, SS, 2-Roll, Surface Mntd | 1 | CC | A concealed surface mounted, double roll, satin finish stainless steel, toilet tissue dispenser. Unit accommodates two standard-core toilet tissue rolls through 5" in diameter. Spindles are chrome plated plastic with a heavy-duty internal spring and turn freely for non-controlled delivery. For general purpose use in restrooms.
F2010 | Basket, Wastepaper, Step-On | 1 | VV | "Step-on" wastepaper basket with inner liner and foot petal activated flip top.
P3200 | Lavatory, Vitreous China, Slab Type w/Sens Op Fauc | 1 | CC | Wall mounted, slab type, vitreous china, lavatory (approximately 7 x 15 x 10 inches) with faucet holes on 4 inch centers; electronic sensor operated, goose neck spout and grid strainer. It shall be suitable for use in clinics, offices and patient care areas.
P9050 | Toilet, Wall Hung, Siphon Jet | 1 | CC | Siphon jet water closet/ toilet. This unit is wall hung with an elongated bowl, top spud flushometer, seat with open front and check hinge, and carrier. Used in restrooms throughout the health care facility.
5 - AUDIOLOGY AND SPEECH-LANGUAGE PATHOLOGY CLINIC | 5 - AUDIOLOGY AND SPEECH-LANGUAGE PATHOLOGY CLINIC | 5 - AUDIOLOGY AND SPEECH-LANGUAGE PATHOLOGY CLINIC | 5 - AUDIOLOGY AND SPEECH-LANGUAGE PATHOLOGY CLINIC | 5 - AUDIOLOGY AND SPEECH-LANGUAGE PATHOLOGY CLINIC
1 - HAFR1 - Hearing Aid Fitting Room | 1 - HAFR1 - Hearing Aid Fitting Room | 1 - HAFR1 - Hearing Aid Fitting Room | 1 - HAFR1 - Hearing Aid Fitting Room | 1 - HAFR1 - Hearing Aid Fitting Room
JSN | NAME | QTY | ACQ | DESCRIPTION
A1010 | Telecommunication Outlet | 2 | CC | Telecommunication outlet location.
A1014 | Telephone, Wall Mounted, 1 Line, With Speaker | 1 | VV | Telephone, wall mounted, 1 line, with speaker.
A1067 | Mirror, Float Glass, ADA Accessible | 1 | CC | A high quality 1/4" polished float glass mirror with a stainless steel frame. Frame holds mirror in a tilted position for accessibility and compliance with ADA requirements. Mirror has a galvanized steel back secured to frame with concealed screws with integral horizontal hanging brackets. Mirror shall be approximately 18" wide and 36" high. Other sizes are available.
A5075 | Dispenser, Soap, Disposable | 1 | VV | Disposable soap dispenser. One-handed dispensing operation. Designed to accommodate disposable soap cartridge and valve.
A5077 | Dispenser, Hand Sanitizer, Hands-Free | 1 | VV | A touch free wall-mounted hand sanitizer dispenser. For use throughout a healthcare facility. Unit does not include the sanitizing liquid. Units are battery operated.
A5082 | Dispenser, Paper Towel, Sensor, Hands Free | 1 | CC | A surface mounted, sensor activated, automatic, roll paper towel dispenser. The unit dispenses a paper towel automatically only when hands are place in position below the dispenser for maximum sanitation and hygiene. May include adjustable settings for sheet length, time delay, and sensor range. Unit is battery operated or with optional AC power adapter.
CD040 | Cabinet, W/H, 2 Shelf, 2 DO, Sloping Top, 38x36x13 | 1 | CC | Wall hung cabinet with two adjustable shelves, solid hinged doors, and sloping top. Also referred to as a solid hinged double door wall case. For general purpose use throughout the facility.
CS010 | Sink, SS, Single Compartment, 7.5x12x12 ID | 1 | CC | Single compartment stainless steel sink, drop-in, self-rimming, ledge-type, connected with a drain and provided with a mixing faucet. It shall also be provided with pre-punched fixture holes on 4" center, integral back ledge to accommodate deck-mounted fixtures, brushed/polished interior and top surfaces, and sound deadened. Recommended for use in suspended or U/C/B sink cabinets having a high plastic laminate or Chemsurf laminate countertop/work surface. For general purpose use throughout the facility.
CT020 | Countertop, Solid Surface | 1 | CC | A solid, nonporous countertop with a smooth seamless appearance. Easy to clean and maintain and with proper cleaning does not support the growth of mold. An acrylic-based solid surface product. Standard thickness of 1", and a 4" butt backsplash/curb. Also referred to as a work surface or work top. Available in a choice of colors and depths. Used in lab and other hospital areas requiring optimum physical and chemical resisting properties.
E0906 | Locker, Supply, General, Wall Mtd, 23"W x 20"D | 2 | VV | THIS TYPICAL INCLUDES: 1 Wall Mounted Rail 1 Locked Storage Container 2 Tray/Shelves 1 Drawer, 3"H 3 Drawers, 6"H 2 Drawers, 9"H 1 Tray/Shelf Divider Drawer Organizer Bins Consider the need for an E0921 to transport the locker from place to place.
E1500 | Rail, MOD, W/MNTD, HX144XD | 1 | VV | Wall mounted rail used for hanging (mounting) lockers, shelves and drawers on a wall.
F0210 | Chair, Side, Without Arms | 1 | VV | Upholstered side chair approximately 32" high X 19" wide X 23" deep with floor glides. Seat is non-tilting and without arms.
F0280 | Chair, Swivel, Low Back | 1 | VV | Low back contemporary swivel chair, 37" high X 25" wide X 31" deep with a five (5) caster swivel base, arms and foam padded seat and back upholstered with either woven textile fabric or vinyl.
F0340 | Stool, Self Adjusting | 1 | VV | Self adjusting stool. Consists of a foam padded upholstered seat with attached foot rest for added comfort. Mounted on swivel casters. Designed for doctor's use during examinations.
F2010 | Basket, Wastepaper, Step-On | 1 | VV | "Step-on" wastepaper basket with inner liner and foot petal activated flip top.
F3200 | Clock, Battery, 12" Diameter | 1 | VV | Clock, 12" diameter. Round surface, easy to read numbers with sweep second hand. Wall mounted unit for use when impractical to install a fully synchronized clock system. Battery operated, (batteries not included).
M0020 | Hearing Aid Analyzer | 1 | VV | Hearing aid analyzer. It includes a complete acoustic test system, comprised of a control unit, color monitor, and hearing aid test box. For use in automatically testing, calculating and printing all electrical and acoustical performance data of any hearing aid in accordance with ANSI S3.22.
M1801 | Computer, Microprocessing, w/Flat Panel Monitor | 1 | VV | Desk top microprocessing computer. The unit shall consist of a central processing mini tower, flat panel monitor, keyboard, mouse and speakers. The system shall have the following minimum characteristics: a 2.8 GHz Pentium processor; 512 MB memory; 80GB hard drive; 32/48x CD-ROMDVD combo; 1.44MB network interface card; video 32 MB NVIDIA; a 18 inch flat panel monitor. The computer is used throughout the facility to input, manipulate and retrieve information.
M4915 | Chair, Exam/Treatment, ENT, w/Adjustable Light | 1 | VV | ENT exam/treatment chair with adjustable light. Chair can be rotated 330 degrees locking at desired position. Unit is electrically powered for precise positioning and has an adjustable headrest and armrest. It may include an adjustable gooseneck light. Unit is designed for use during examinations, treatments, and minor procedures.
2 - EXAU1 - Exam / Consult, Audiology | 2 - EXAU1 - Exam / Consult, Audiology | 2 - EXAU1 - Exam / Consult, Audiology | 2 - EXAU1 - Exam / Consult, Audiology | 2 - EXAU1 - Exam / Consult, Audiology
JSN | NAME | QTY | ACQ | DESCRIPTION
A1010 | Telecommunication Outlet | 1 | CC | Telecommunication outlet location.
A1014 | Telephone, Wall Mounted, 1 Line, With Speaker | 1 | VV | Telephone, wall mounted, 1 line, with speaker.
A1080 | Mirror, Posture, Wall Mounted | 1 | CC | Wall mounted posture mirror. Consists of a 1/4" plate glass in a sturdy corrosion resistant frame with water proof back. For educational and therapy programs.
A1132 | Rail, Accessory Mounting, Length As Required | 1 | VC | Horizontal equipment mounting rail with lock mounting devices capable of; supporting up to 75 pounds each, being repositioned, and mounting and dismounting of equipment without the use of tools (special tools may be required to unlock adapter that was previously locked to the rail). The rail must be capable of supporting medical equipment and accessories normally found in exam or patient rooms. The rail system must be capable of mounting and dismounting equipment without leaving or creating new holes in the finished surface of the wall. The rail system utilizes a series of mounting plates and adapters specific to the device being mounted to the rail. The plate and adapter rail mounting kit must be specified to match the equipment being mounted to the equipment rail.
A5075 | Dispenser, Soap, Disposable | 1 | VV | Disposable soap dispenser. One-handed dispensing operation. Designed to accommodate disposable soap cartridge and valve.
A5077 | Dispenser, Hand Sanitizer, Hands-Free | 1 | VV | A touch free wall-mounted hand sanitizer dispenser. For use throughout a healthcare facility. Unit does not include the sanitizing liquid. Units are battery operated.
A5080 | Dispenser, Paper Towel, SS, Surface Mounted | 1 | CC | A surface mounted, satin finish stainless steel, single-fold, paper towel dispenser. Dispenser features: tumbler lock; front hinged at bottom; and refill indicator slot. Minimum capacity 400 single-fold paper towels. For general purpose use throughout the facility.
A5106 | Waste Disposal Unit, Sharps w/Glove Dispenser | 1 | VV | The unit is designed for the disposal of sharps and complies with OSHA guidelines for the handling of sharps. It shall house a 5 quart container and be capable of being mounted on a wall. It shall have a glove dispenser attached. The unit shall be secured by a locked enclosure.
A5145 | Hook, Garment, Double, SS, Surface Mounted | 1 | CC | A surface mounted, satin finish stainless steel, double garment hook. Equipped with a concealed mounting bracket that is secured to a concealed wall plate. For general purpose use throughout the facility to hang various items of apparel.
A5180 | Track, Cubicle, Surface Mounted, With Curtain | 8 | VV | Surface mounted cubicle track, with curtain. Track constructed of thick extruded aluminum. Equipped with self lubricating carriers, beaded drop chain hooks, and flame resistant curtain. To include removable end caps. Designed to be suspended around patient areas where privacy is needed. Price listed is per foot of the track, curtains to be priced per quote.
F0280 | Chair, Swivel, Low Back | 1 | VV | Low back contemporary swivel chair, 37" high X 25" wide X 31" deep with a five (5) caster swivel base, arms and foam padded seat and back upholstered with either woven textile fabric or vinyl.
F0340 | Stool, Self Adjusting | 1 | VV | Self adjusting stool. Consists of a foam padded upholstered seat with attached foot rest for added comfort. Mounted on swivel casters. Designed for doctor's use during examinations.
F2010 | Basket, Wastepaper, Step-On | 1 | VV | "Step-on" wastepaper basket with inner liner and foot petal activated flip top.
F3200 | Clock, Battery, 12" Diameter | 1 | VV | Clock, 12" diameter. Round surface, easy to read numbers with sweep second hand. Wall mounted unit for use when impractical to install a fully synchronized clock system. Battery operated, (batteries not included).
M0035 | Analyzer, Auditory, Evoked Potential | 1 | VV | Evoked potential auditory analyzer. The unit features a large color monitor, a minimum of 4 channel analysis, a computer, built-in electrode impedance testing, a physiological signal amplifier, a digital auditory stimulator and a register recorder. The analyzer is used for analyzing the response of the central nervous system to a variety of external stimuli.
M1801 | Computer, Microprocessing, w/Flat Panel Monitor | 1 | VV | Desk top microprocessing computer. The unit shall consist of a central processing mini tower, flat panel monitor, keyboard, mouse and speakers. The system shall have the following minimum characteristics: a 2.8 GHz Pentium processor; 512 MB memory; 80GB hard drive; 32/48x CD-ROMDVD combo; 1.44MB network interface card; video 32 MB NVIDIA; a 18 inch flat panel monitor. The computer is used throughout the facility to input, manipulate and retrieve information.
M1802 | Work Station, Computer, Retractable, Wall Mounted | 1 | VV | A wall mounted retractable work station. Work station is used as a computer station in treatment rooms, exam rooms and areas where physical space in limited.
M4100 | Sphygmomanometer, Aneroid, Wall Mounted | 1 | VV | Aneroid sphygmomanometer. Unit is wall mounted and has large graphic dial display for easy reading from all angles. It has a 90 degree (angle) swivel and 10 degree (angle) forward tilt to reduce glare. Unit accuracy is within 1% of reading. Sturdy impact-resistant construction.
M4200 | Otoscope/Ophthalmoscope, Wall Mounted | 1 | VV | Wall mounted otoscope and ophthalmoscope. Includes 6 foot line cord and plug and accepts and includes two handles. Contains head turn-on/turn-off, built-in speculum tray and 8 foot coiled cords. Unit is designed for use in patient exam rooms.
M4915 | Chair, Exam/Treatment, ENT, w/Adjustable Light | 1 | VV | ENT exam/treatment chair with adjustable light. Chair can be rotated 330 degrees locking at desired position. Unit is electrically powered for precise positioning and has an adjustable headrest and armrest. It may include an adjustable gooseneck light. Unit is designed for use during examinations, treatments, and minor procedures.
M7401 | Light, Exam, Mobile, Spotlight, Mobile Stand | 1 | VV | The exam light shall be a mobile floor unit. The light will be a halogen bulb or LED that can produce a continuous and homogeneous spot of light adjustable from 5 to 9 inches in diameter from a set distance. The light intensity shall be a minimum of 750 foot-candles at a distance of 16 inches and have a color temperature of 3,200 degrees Kelvin. The unit will consist of an arm or sleeve of approximately 45 inches in length to allow for easy arm rotation and arm movement up and down. The unit shall be mounted on a caster base for easy movement.,
M8540 | Microscope, Operating, Wall Mounted | 1 | VV | Wall mounted operating microscope. Unit consists of a binocular microscope body mounted to a wall support. A magnification changer to determine the magnification ratio is enclosed in the body tube of the microscope. The lens system consists of a range of objectives from 3 to 15 in 5 steps. Includes a fiberoptic halogen light source with beam-splitter, manual or pedal focusing controls and zoom capabilities. Used in clinics, hospitals and doctor's offices during surgery to clarify the surgeon's view of microscopic structures.
P3100 | Lavatory, Vitreous China, Slab Type | 1 | CC | Wall mounted, slab type, vitreous china, lavatory (approximate bowl size 7"x15"x10") with: faucet holes on 4" centers; gooseneck spout; wrist blade handles; and grid strainer. It shall be suitable for use in clinics, offices, washrooms or patient care area.
3 - EXOS1 - Exam / Consult, Speech-Language Pathology | 3 - EXOS1 - Exam / Consult, Speech-Language Pathology | 3 - EXOS1 - Exam / Consult, Speech-Language Pathology | 3 - EXOS1 - Exam / Consult, Speech-Language Pathology | 3 - EXOS1 - Exam / Consult, Speech-Language Pathology
JSN | NAME | QTY | ACQ | DESCRIPTION
A1010 | Telecommunication Outlet | 2 | CC | Telecommunication outlet location.
A1066 | Mirror, Float Glass, With SS Frame | 1 | CC | A high quality 1/4" polished float glass mirror 36X18, framed in a one-piece, bright polished, stainless steel channel frame with 90Â° mitered corners. All edges of the mirror are protected by absorbing filler strips. Mirror has a galvanized steel back with integral horizontal hanging brackets and wall hanger for concealed mounting. For mounting above single wall mounted lavatories located in toilet areas, Doctors examination offices, etc. May also be used above double lavatories, either wall or countertop mounted, found in restroom areas.
A5075 | Dispenser, Soap, Disposable | 1 | VV | Disposable soap dispenser. One-handed dispensing operation. Designed to accommodate disposable soap cartridge and valve.
A5077 | Dispenser, Hand Sanitizer, Hands-Free | 1 | VV | A touch free wall-mounted hand sanitizer dispenser. For use throughout a healthcare facility. Unit does not include the sanitizing liquid. Units are battery operated.
A5080 | Dispenser, Paper Towel, SS, Surface Mounted | 1 | CC | A surface mounted, satin finish stainless steel, single-fold, paper towel dispenser. Dispenser features: tumbler lock; front hinged at bottom; and refill indicator slot. Minimum capacity 400 single-fold paper towels. For general purpose use throughout the facility.
A5107 | Dispenser, Glove, Surgical/Examination, Wall Mntd | 1 | VV | Examination three (Small Medium, Large) glove dispenser box for wall mounting. Fabricated of either cold rolled steel with a white baked enamel finish, plastic or acrylic. Hardware not included, Option 3 powder coated steel.
A5145 | Hook, Garment, Double, SS, Surface Mounted | 2 | CC | A surface mounted, satin finish stainless steel, double garment hook. Equipped with a concealed mounting bracket that is secured to a concealed wall plate. For general purpose use throughout the facility to hang various items of apparel.
A5225 | Bracket, Dual Computer Monitor, Desk-Mounted | 1 | VV | Desk-mounted bracket that supports two LCD computer monitors, or laptop and monitor configuration. Extends LCD's or labtop up to 25" with an adjustment range of 18". Desk clamp attaches to edge up to 2.6" thick. Maximum combined weight supported not to exceed 50 lbs.
A6046 | Artwork, Decorative, With Frame | 1 | VV | This JSN is to be used for determining and defining location of decorative artwork.
E0117 | Workstation, Straight, Free Standing, 48" W | 1 | VV | This JSN provides a typical work station to quickly plan work areas in clinical or administrative spaces. THIS TYPICAL INCLUDES: 2 standard solid panels; 1 panel connector, 2-way corner; 2 finished end hardware kits; 1 cantilevered work surface; 1 lockable flipper unit; 1 light; 1 tack board; 1 tool rail; 1 diagonal tray; 1 adjustable keyboard tray; 1 mobile pedestal, box/file; 1 support panel.
E0715 | Table, Process, Adj Height, 9 Drawer | 1 | VV | Height adjustable table approximate size 72" wide and 24" deep with approximately 9 drawers. The table top is available in plastic laminate or chemical resistant material (Chem-Surf). Casters or glides are options with some tables. All tables will accept various storage components underneath. These work surfaces are available in 24" or 30" depth. THIS TYPICAL INCLUDES: 2 storage frames; 5 drawers, 3"H; 2 drawers, 6"H; 2 drawers, 9"H and drawer organizer bins.
F0115 | Bookcase, Open, 5 Shelf | 1 | VV | Freestanding open shelf bookcase, approximately 82" high X 37" wide X 18" deep with 5 (five) adjustable shelves. Unit can be separate or part of a system with available add-on shelving.
F0205 | Chair, Side With Arms | 2 | VV | Upholstered side chair, 32" high X 21" wide X 23" deep with arms, padded seats and padded backs. Seat height is a minimum of 17". Available with or without sled base.
F0275 | Chair, Swivel, High Back | 1 | VV | Highback contemporary swivel chair, 41" high X 23" wide X 23" deep with five (5) caster swivel base and arms. Chair may be used at desks or in conference rooms. Back and seat are foam padded and upholstered with either woven textile fabric or vinyl.
F0280 | Chair, Swivel, Low Back | 1 | VV | Low back contemporary swivel chair, 37" high X 25" wide X 31" deep with a five (5) caster swivel base, arms and foam padded seat and back upholstered with either woven textile fabric or vinyl.
F0420 | Cabinet, Filing, Lateral, Half Height | 1 | VV | Half height two (2) or three (3) drawer lateral filing cabinet, 28" high X 42" wide X 18" deep with recessed handles, locking device and drawer label holders. Drawers are adaptable to either letter or legal size materials.
F2000 | Basket, Wastepaper, Fire Resistant | 1 | VV | Wastepaper basket, fire resistant, approximately 40 quart capacity. This unit is used to collect and temporarily store small quantities of paper refuse in patient rooms, administrative areas and nursing stations. Size and shape varies depending on the application and manufacturer selected.
F3200 | Clock, Battery, 12" Diameter | 1 | VV | Clock, 12" diameter. Round surface, easy to read numbers with sweep second hand. Wall mounted unit for use when impractical to install a fully synchronized clock system. Battery operated, (batteries not included).
M1800 | Monitor, Computer | 1 | VV | A high definition LED computer monitor with minimum 1920 x 1080 resolution, 4ms response time, 25 inch class display size, compatible with desk or arm mounted. Monitor is VESA compatible and Energy Star compliant.
M1801 | Computer, Microprocessing, w/Flat Panel Monitor | 1 | VV | Desk top microprocessing computer. The unit shall consist of a central processing mini tower, flat panel monitor, keyboard, mouse and speakers. The system shall have the following minimum characteristics: a 2.8 GHz Pentium processor; 512 MB memory; 80GB hard drive; 32/48x CD-ROMDVD combo; 1.44MB network interface card; video 32 MB NVIDIA; a 18 inch flat panel monitor. The computer is used throughout the facility to input, manipulate and retrieve information.
M1825 | Printer, Computer | 1 | VV | High resolution computer printer with a variety of type styles and sheet/envelope feeder trays. Database information reflects network ready, medium duty office style laser printers. Other types of printers (bubble jet, dot matrix, line or plotter) as well as light or heavy use capabilities are available.
M8770 | Aspirator/Pressure Unit, General Purpose | 1 | VV | General purpose suction/pressure apparatus. Double stainless steel console unit with a 1/8 HP motor, stand-mounted. Stands include 2 1/2" casters with chemical resistant top. Pumps suction capacity: 22 LPM. Unit includes collection bottle, bacteria filter and suction regulating valve. Used for oral/nasal, tracheal suctioning and other emergency purposes.
P3100 | Lavatory, Vitreous China, Slab Type | 1 | CC | Wall mounted, slab type, vitreous china, lavatory (approximate bowl size 7"x15"x10") with: faucet holes on 4" centers; gooseneck spout; wrist blade handles; and grid strainer. It shall be suitable for use in clinics, offices, washrooms or patient care area.
4 - PEHS4 - Exam, Audiometric Booth | 4 - PEHS4 - Exam, Audiometric Booth | 4 - PEHS4 - Exam, Audiometric Booth | 4 - PEHS4 - Exam, Audiometric Booth | 4 - PEHS4 - Exam, Audiometric Booth
JSN | NAME | QTY | ACQ | DESCRIPTION
A1010 | Telecommunication Outlet | 2 | CC | Telecommunication outlet location.
A1011 | Telephone, Desk, 1 Line | 1 | VV | Telephone, desk, 1 line.
A5145 | Hook, Garment, Double, SS, Surface Mounted | 1 | CC | A surface mounted, satin finish stainless steel, double garment hook. Equipped with a concealed mounting bracket that is secured to a concealed wall plate. For general purpose use throughout the facility to hang various items of apparel.
E0042 | Workcenter, Computer, Free Standing, 48" W | 1 | VV | THIS TYPICAL INCLUDES: 1 Tool Rail 2 Paper Tray 1 Diagonal Tray 1 Freestanding Work Surface 1 Mobile Pedestal, Box/File 1 Adjustable Keyboard Tray
E0948 | Cart, General Storage, Mobile, 42"H x 32"W x 22"D | 1 | VV | THIS TYPICAL INCLUDES: 1 Cart Body, Style-A Narrow, w/Raised Edge Top 2 Drawers, 3" H 4 Drawers, 6" H 1 Accessory Rail, Side Drawer Organizer Bins
F0205 | Chair, Side With Arms | 2 | VV | Upholstered side chair, 32" high X 21" wide X 23" deep with arms, padded seats and padded backs. Seat height is a minimum of 17". Available with or without sled base.
F0280 | Chair, Swivel, Low Back | 2 | VV | Low back contemporary swivel chair, 37" high X 25" wide X 31" deep with a five (5) caster swivel base, arms and foam padded seat and back upholstered with either woven textile fabric or vinyl.
F0860 | Table, Mobile | 1 | VV | Mobile table. The unit provides mobile or isolated freestanding work surface. Characteristics and components include 3-1/2 inch casters and attached drawer bearers. Unit is used for general work applications, primarily in dry areas.
F2000 | Basket, Wastepaper, Fire Resistant | 1 | VV | Wastepaper basket, fire resistant, approximately 40 quart capacity. This unit is used to collect and temporarily store small quantities of paper refuse in patient rooms, administrative areas and nursing stations. Size and shape varies depending on the application and manufacturer selected.
F3200 | Clock, Battery, 12" Diameter | 1 | VV | Clock, 12" diameter. Round surface, easy to read numbers with sweep second hand. Wall mounted unit for use when impractical to install a fully synchronized clock system. Battery operated, (batteries not included).
M0025 | Audiometer, Diagnostic, Middle Ear, Impedance | 1 | VV | Diagnostic impedance audiometer. Unit includes a clinical ear analyzer and can link to a complete data base computer system that stores patient results. Used for diagnostic audiological testing for middle ear impedance / compliance.
M0030 | Audiometer, Diagnostic | 1 | VV | One person audiometer. Unit includes talk over communication between operator and patient, automatic calibration, frequency and hearing level controls. Unit may require an external printer. Used for clinical audiological testing.
M0041 | Booth, Audio, Double Wall, Suite | 1 | CC | Double wall audiometric testing suite with double walled examination and control rooms. Unit includes recessed incandescent lights, carpet, keyed locks on both outer doors, a twelve outlet surface mounted plug mold strip in both rooms. A 24"x30" viewing window and self contained ventilation system permit extended examinations. Unit also includes jack panel between the exam and control rooms. Height may require raising room ceiling.
M1801 | Computer, Microprocessing, w/Flat Panel Monitor | 1 | VV | Desk top microprocessing computer. The unit shall consist of a central processing mini tower, flat panel monitor, keyboard, mouse and speakers. The system shall have the following minimum characteristics: a 2.8 GHz Pentium processor; 512 MB memory; 80GB hard drive; 32/48x CD-ROMDVD combo; 1.44MB network interface card; video 32 MB NVIDIA; a 18 inch flat panel monitor. The computer is used throughout the facility to input, manipulate and retrieve information.
M1825 | Printer, Computer | 1 | VV | High resolution computer printer with a variety of type styles and sheet/envelope feeder trays. Database information reflects network ready, medium duty office style laser printers. Other types of printers (bubble jet, dot matrix, line or plotter) as well as light or heavy use capabilities are available.
5 - OPAE2 - Electrophysiology Room | 5 - OPAE2 - Electrophysiology Room | 5 - OPAE2 - Electrophysiology Room | 5 - OPAE2 - Electrophysiology Room | 5 - OPAE2 - Electrophysiology Room
JSN | NAME | QTY | ACQ | DESCRIPTION
A1010 | Telecommunication Outlet | 1 | CC | Telecommunication outlet location.
A1011 | Telephone, Desk, 1 Line | 1 | VV | Telephone, desk, 1 line.
A1066 | Mirror, Float Glass, With SS Frame | 1 | CC | A high quality 1/4" polished float glass mirror 36X18, framed in a one-piece, bright polished, stainless steel channel frame with 90Â° mitered corners. All edges of the mirror are protected by absorbing filler strips. Mirror has a galvanized steel back with integral horizontal hanging brackets and wall hanger for concealed mounting. For mounting above single wall mounted lavatories located in toilet areas, Doctors examination offices, etc. May also be used above double lavatories, either wall or countertop mounted, found in restroom areas.
A5075 | Dispenser, Soap, Disposable | 1 | VV | Disposable soap dispenser. One-handed dispensing operation. Designed to accommodate disposable soap cartridge and valve.
A5080 | Dispenser, Paper Towel, SS, Surface Mounted | 1 | CC | A surface mounted, satin finish stainless steel, single-fold, paper towel dispenser. Dispenser features: tumbler lock; front hinged at bottom; and refill indicator slot. Minimum capacity 400 single-fold paper towels. For general purpose use throughout the facility.
A5106 | Waste Disposal Unit, Sharps w/Glove Dispenser | 1 | VV | The unit is designed for the disposal of sharps and complies with OSHA guidelines for the handling of sharps. It shall house a 5 quart container and be capable of being mounted on a wall. It shall have a glove dispenser attached. The unit shall be secured by a locked enclosure.
A5145 | Hook, Garment, Double, SS, Surface Mounted | 2 | CC | A surface mounted, satin finish stainless steel, double garment hook. Equipped with a concealed mounting bracket that is secured to a concealed wall plate. For general purpose use throughout the facility to hang various items of apparel.
A5180 | Track, Cubicle, Surface Mounted, With Curtain | 8 | VV | Surface mounted cubicle track, with curtain. Track constructed of thick extruded aluminum. Equipped with self lubricating carriers, beaded drop chain hooks, and flame resistant curtain. To include removable end caps. Designed to be suspended around patient areas where privacy is needed. Price listed is per foot of the track, curtains to be priced per quote.
E0222 | Worksurface, Computer, O/H Cab, Wall Mtd, 48" W | 1 | VV | THIS TYPICAL INCLUDES: 2 Vertical Hanging Strips 1 Lockable Flipper Unit 1 Shelf, Storage/Display 1 Light 1 Tack board 1 Cantilevered Work Surface 1 Adjustable Keyboard Tray 1 CPU Holder
F0280 | Chair, Swivel, Low Back | 1 | VV | Low back contemporary swivel chair, 37" high X 25" wide X 31" deep with a five (5) caster swivel base, arms and foam padded seat and back upholstered with either woven textile fabric or vinyl.
F0340 | Stool, Self Adjusting | 1 | VV | Self adjusting stool. Consists of a foam padded upholstered seat with attached foot rest for added comfort. Mounted on swivel casters. Designed for doctor's use during examinations.
F2000 | Basket, Wastepaper, Fire Resistant | 1 | VV | Wastepaper basket, fire resistant, approximately 40 quart capacity. This unit is used to collect and temporarily store small quantities of paper refuse in patient rooms, administrative areas and nursing stations. Size and shape varies depending on the application and manufacturer selected.
F3200 | Clock, Battery, 12" Diameter | 1 | VV | Clock, 12" diameter. Round surface, easy to read numbers with sweep second hand. Wall mounted unit for use when impractical to install a fully synchronized clock system. Battery operated, (batteries not included).
M0025 | Audiometer, Diagnostic, Middle Ear, Impedance | 1 | VV | Diagnostic impedance audiometer. Unit includes a clinical ear analyzer and can link to a complete data base computer system that stores patient results. Used for diagnostic audiological testing for middle ear impedance / compliance.
M0030 | Audiometer, Diagnostic | 1 | VV | One person audiometer. Unit includes talk over communication between operator and patient, automatic calibration, frequency and hearing level controls. Unit may require an external printer. Used for clinical audiological testing.
M0035 | Analyzer, Auditory, Evoked Potential | 1 | VV | Evoked potential auditory analyzer. The unit features a large color monitor, a minimum of 4 channel analysis, a computer, built-in electrode impedance testing, a physiological signal amplifier, a digital auditory stimulator and a register recorder. The analyzer is used for analyzing the response of the central nervous system to a variety of external stimuli.
M1801 | Computer, Microprocessing, w/Flat Panel Monitor | 1 | VV | Desk top microprocessing computer. The unit shall consist of a central processing mini tower, flat panel monitor, keyboard, mouse and speakers. The system shall have the following minimum characteristics: a 2.8 GHz Pentium processor; 512 MB memory; 80GB hard drive; 32/48x CD-ROMDVD combo; 1.44MB network interface card; video 32 MB NVIDIA; a 18 inch flat panel monitor. The computer is used throughout the facility to input, manipulate and retrieve information.
M4100 | Sphygmomanometer, Aneroid, Wall Mounted | 1 | VV | Aneroid sphygmomanometer. Unit is wall mounted and has large graphic dial display for easy reading from all angles. It has a 90 degree (angle) swivel and 10 degree (angle) forward tilt to reduce glare. Unit accuracy is within 1% of reading. Sturdy impact-resistant construction.
M4200 | Otoscope/Ophthalmoscope, Wall Mounted | 1 | VV | Wall mounted otoscope and ophthalmoscope. Includes 6 foot line cord and plug and accepts and includes two handles. Contains head turn-on/turn-off, built-in speculum tray and 8 foot coiled cords. Unit is designed for use in patient exam rooms.
M7401 | Light, Exam, Mobile, Spotlight, Mobile Stand | 1 | VV | The exam light shall be a mobile floor unit. The light will be a halogen bulb or LED that can produce a continuous and homogeneous spot of light adjustable from 5 to 9 inches in diameter from a set distance. The light intensity shall be a minimum of 750 foot-candles at a distance of 16 inches and have a color temperature of 3,200 degrees Kelvin. The unit will consist of an arm or sleeve of approximately 45 inches in length to allow for easy arm rotation and arm movement up and down. The unit shall be mounted on a caster base for easy movement.,
M8830 | Table, Instrument/Dressing, Mobile | 1 | VV | Mobile instrument/dressing table, approximately 34" H x 20" W x 16" D Corrosion resistant stainless steel mobile table with sound-deadening shelf and drawer. Unit is mounted on 2" casters. Designed for all purpose use in the hospital or clinic.
M9025 | Table, Examination/Treatment, With Cabinet | 1 | VV | Table, examination/treatment with cabinet. Cabinet type exam table with three section upholstered top adjustable to a full chair position. Concealed heel stirrups, dual outlets, drawers, and storage space with optional armboard. Unit is designed for general use in examination/treatment rooms.
P3100 | Lavatory, Vitreous China, Slab Type | 1 | CC | Wall mounted, slab type, vitreous china, lavatory (approximate bowl size 7"x15"x10") with: faucet holes on 4" centers; gooseneck spout; wrist blade handles; and grid strainer. It shall be suitable for use in clinics, offices, washrooms or patient care area.
6 - EXVE1 - Vestibulography Room | 6 - EXVE1 - Vestibulography Room | 6 - EXVE1 - Vestibulography Room | 6 - EXVE1 - Vestibulography Room | 6 - EXVE1 - Vestibulography Room
JSN | NAME | QTY | ACQ | DESCRIPTION
A1010 | Telecommunication Outlet | 2 | CC | Telecommunication outlet location.
A1014 | Telephone, Wall Mounted, 1 Line, With Speaker | 1 | VV | Telephone, wall mounted, 1 line, with speaker.
A1080 | Mirror, Posture, Wall Mounted | 1 | CC | Wall mounted posture mirror. Consists of a 1/4" plate glass in a sturdy corrosion resistant frame with water proof back. For educational and therapy programs.
A1132 | Rail, Accessory Mounting, Length As Required | 1 | VC | Horizontal equipment mounting rail with lock mounting devices capable of; supporting up to 75 pounds each, being repositioned, and mounting and dismounting of equipment without the use of tools (special tools may be required to unlock adapter that was previously locked to the rail). The rail must be capable of supporting medical equipment and accessories normally found in exam or patient rooms. The rail system must be capable of mounting and dismounting equipment without leaving or creating new holes in the finished surface of the wall. The rail system utilizes a series of mounting plates and adapters specific to the device being mounted to the rail. The plate and adapter rail mounting kit must be specified to match the equipment being mounted to the equipment rail.
A5075 | Dispenser, Soap, Disposable | 1 | VV | Disposable soap dispenser. One-handed dispensing operation. Designed to accommodate disposable soap cartridge and valve.
A5077 | Dispenser, Hand Sanitizer, Hands-Free | 1 | VV | A touch free wall-mounted hand sanitizer dispenser. For use throughout a healthcare facility. Unit does not include the sanitizing liquid. Units are battery operated.
A5080 | Dispenser, Paper Towel, SS, Surface Mounted | 1 | CC | A surface mounted, satin finish stainless steel, single-fold, paper towel dispenser. Dispenser features: tumbler lock; front hinged at bottom; and refill indicator slot. Minimum capacity 400 single-fold paper towels. For general purpose use throughout the facility.
A5106 | Waste Disposal Unit, Sharps w/Glove Dispenser | 1 | VV | The unit is designed for the disposal of sharps and complies with OSHA guidelines for the handling of sharps. It shall house a 5 quart container and be capable of being mounted on a wall. It shall have a glove dispenser attached. The unit shall be secured by a locked enclosure.
A5145 | Hook, Garment, Double, SS, Surface Mounted | 2 | CC | A surface mounted, satin finish stainless steel, double garment hook. Equipped with a concealed mounting bracket that is secured to a concealed wall plate. For general purpose use throughout the facility to hang various items of apparel.
E0945 | Cart, Computer, Mobile | 1 | VV | A mobile computer cart for use throughout the facility. The cart dimensions will be approximately 45" H x 30" W x 22" D with casters. May include drawers and miscellaneous other accessories that will be determined at time of purchase. This Typical may include: 1 Cart Body, w/Computer Support, Style-A Narrow, w/Raised Edge Top 1 Flip-Up Shelf 1 Sharps Container Holder 1 Wastebasket 1 Chart Holder 2 Drawers, 3"H 2 Drawers, 6"H 3 Accessory Rail, Side Drawer Organizer Bins
E0948 | Cart, General Storage, Mobile, 42"H x 32"W x 22"D | 1 | VV | THIS TYPICAL INCLUDES: 1 Cart Body, Style-A Narrow, w/Raised Edge Top 2 Drawers, 3" H 4 Drawers, 6" H 1 Accessory Rail, Side Drawer Organizer Bins
F0205 | Chair, Side With Arms | 1 | VV | Upholstered side chair, 32" high X 21" wide X 23" deep with arms, padded seats and padded backs. Seat height is a minimum of 17". Available with or without sled base.
F0340 | Stool, Self Adjusting | 1 | VV | Self adjusting stool. Consists of a foam padded upholstered seat with attached foot rest for added comfort. Mounted on swivel casters. Designed for doctor's use during examinations.
F2010 | Basket, Wastepaper, Step-On | 1 | VV | "Step-on" wastepaper basket with inner liner and foot petal activated flip top.
F3200 | Clock, Battery, 12" Diameter | 1 | VV | Clock, 12" diameter. Round surface, easy to read numbers with sweep second hand. Wall mounted unit for use when impractical to install a fully synchronized clock system. Battery operated, (batteries not included).
M1801 | Computer, Microprocessing, w/Flat Panel Monitor | 1 | VV | Desk top microprocessing computer. The unit shall consist of a central processing mini tower, flat panel monitor, keyboard, mouse and speakers. The system shall have the following minimum characteristics: a 2.8 GHz Pentium processor; 512 MB memory; 80GB hard drive; 32/48x CD-ROMDVD combo; 1.44MB network interface card; video 32 MB NVIDIA; a 18 inch flat panel monitor. The computer is used throughout the facility to input, manipulate and retrieve information.
M3073 | Container, Biohazard Waste, Step-on, Fire Safe | 1 | VV | A biohazard waste container with a step-on lid. The container will have a capacity of approximately 12 gallons and be made of a fire safe material.
M4100 | Sphygmomanometer, Aneroid, Wall Mounted | 1 | VV | Aneroid sphygmomanometer. Unit is wall mounted and has large graphic dial display for easy reading from all angles. It has a 90 degree (angle) swivel and 10 degree (angle) forward tilt to reduce glare. Unit accuracy is within 1% of reading. Sturdy impact-resistant construction.
M4200 | Otoscope/Ophthalmoscope, Wall Mounted | 1 | VV | Wall mounted otoscope and ophthalmoscope. Includes 6 foot line cord and plug and accepts and includes two handles. Contains head turn-on/turn-off, built-in speculum tray and 8 foot coiled cords. Unit is designed for use in patient exam rooms.
M4840 | ENT Unit, w/Air, Electric Power, Suction, Pressure | 1 | VV | Mobile ENT unit. Unit has air and electrical panels and integral suction and pressure system. Unit houses a control panel with functions selector, pressure regulator, pressure gauge and electrical outlets. It is equipped with foot-controlled vacuum and pressure plus a storage area.
M4910 | Chair, Exam, Vestibular | 1 | VV | Vestibular examination chair. Base provides adjustable seat heights. Unit features a fully adjustable headrest with armrests and can be adjusted to the horizontal position. Unit has removable upholstery sections.
M7401 | Light, Exam, Mobile, Spotlight, Mobile Stand | 1 | VV | The exam light shall be a mobile floor unit. The light will be a halogen bulb or LED that can produce a continuous and homogeneous spot of light adjustable from 5 to 9 inches in diameter from a set distance. The light intensity shall be a minimum of 750 foot-candles at a distance of 16 inches and have a color temperature of 3,200 degrees Kelvin. The unit will consist of an arm or sleeve of approximately 45 inches in length to allow for easy arm rotation and arm movement up and down. The unit shall be mounted on a caster base for easy movement.,
M7730 | Electronystagmograph w/Accessories | 1 | VV | Unit detects the electrical currents from muscular contractions which cause eye movement. For the analysis of eye motion as an indicator of brain stem dysfunction, multiple sclerosis, adverse drug reaction or other disorders causing irregular eye movements. The system consists of a electrical leads, large color display, recorder, 2 direct channels, auxiliary channel outputs and an electrode terminal box. The system requires one or more stimulation apparatuses such as an ear irrigator (which generates the plumbing requirements), light bar or rotating drum. System options include several microprocessor and printer configurations. Electrical requirements and weight are for the complete system. Height, width and depth are for the controlling microcomputer only.
P3100 | Lavatory, Vitreous China, Slab Type | 1 | CC | Wall mounted, slab type, vitreous china, lavatory (approximate bowl size 7"x15"x10") with: faucet holes on 4" centers; gooseneck spout; wrist blade handles; and grid strainer. It shall be suitable for use in clinics, offices, washrooms or patient care area.
7 - OPMH1 - Group Therapy Room | 7 - OPMH1 - Group Therapy Room | 7 - OPMH1 - Group Therapy Room | 7 - OPMH1 - Group Therapy Room | 7 - OPMH1 - Group Therapy Room
JSN | NAME | QTY | ACQ | DESCRIPTION
A1012 | Telephone, Wall Mounted, 1 Line | 1 | VV | Telephone, wall mounted, 1 line.
A5212 | Bracket, Television, Wall-Mounted, Tilt/Angle | 1 | VV | A wall mounted, tilt/angled TV bracket for 37" to 80" TVs. Mount will be a universal and VESA compliant unit with a load capacity of up to 130 lbs.
A5220 | Bracket, Television, Wall Backing | 1 | CC | Wall mounted television bracket backing which provides additional support and strength for the installation of the television bracket. Option available for interior or exterior plate and sized for 12â€ 16â€ or 24â€ stud spacing.
E0945 | Cart, Computer, Mobile | 2 | VV | A mobile computer cart for use throughout the facility. The cart dimensions will be approximately 45" H x 30" W x 22" D with casters. May include drawers and miscellaneous other accessories that will be determined at time of purchase. This Typical may include: 1 Cart Body, w/Computer Support, Style-A Narrow, w/Raised Edge Top 1 Flip-Up Shelf 1 Sharps Container Holder 1 Wastebasket 1 Chart Holder 2 Drawers, 3"H 2 Drawers, 6"H 3 Accessory Rail, Side Drawer Organizer Bins
F0295 | Chair, Stacking | 12 | VV | Stacking chair, approximately 34" H X 21" W X 24" D. May be stacked up to 20 high depending upon the model selected. These chairs are intended primarily as overflow capacity for conference rooms.
F0435 | Cabinet, Storage, Multi Media | 1 | VV | Multi media storage cabinet, approximately 60" high X 36" wide X 14" deep. For the storage of various types of audio or video cassettes, DVDs, CDs, and other media material.
F0860 | Table, Mobile | 4 | VV | Mobile table. The unit provides mobile or isolated freestanding work surface. Characteristics and components include 3-1/2 inch casters and attached drawer bearers. Unit is used for general work applications, primarily in dry areas.
F2010 | Basket, Wastepaper, Step-On | 1 | VV | "Step-on" wastepaper basket with inner liner and foot petal activated flip top.
F3050 | Whiteboard, Dry Erase | 1 | VV | Whiteboard unit, approximately 36" H x 48" W consisting of a white porcelain enamel writing surface with an attached chalk tray. Magnetic surface available. Image can be easily removed with a standard chalkboard eraser. For use with water color pens. Unit is ready to hang.
F3200 | Clock, Battery, 12" Diameter | 1 | VV | Clock, 12" diameter. Round surface, easy to read numbers with sweep second hand. Wall mounted unit for use when impractical to install a fully synchronized clock system. Battery operated, (batteries not included).
M0512 | Television, HDTV, Large Screen, 60" | 1 | VV | A high definition (HDTV) multimedia, slim design, 60"W to 65"W color television. The TV will have a 16.9 wide screen aspect ratio with full HD 1080p resolution and HDMI connections. TV may be LED, Plasma or LCD. TV will include a stand.
M1801 | Computer, Microprocessing, w/Flat Panel Monitor | 2 | VV | Desk top microprocessing computer. The unit shall consist of a central processing mini tower, flat panel monitor, keyboard, mouse and speakers. The system shall have the following minimum characteristics: a 2.8 GHz Pentium processor; 512 MB memory; 80GB hard drive; 32/48x CD-ROMDVD combo; 1.44MB network interface card; video 32 MB NVIDIA; a 18 inch flat panel monitor. The computer is used throughout the facility to input, manipulate and retrieve information.
8 - TPG01 - Toilet, Audiology Patient | 8 - TPG01 - Toilet, Audiology Patient | 8 - TPG01 - Toilet, Audiology Patient | 8 - TPG01 - Toilet, Audiology Patient | 8 - TPG01 - Toilet, Audiology Patient
JSN | NAME | QTY | ACQ | DESCRIPTION
A1067 | Mirror, Float Glass, ADA Accessible | 1 | CC | A high quality 1/4" polished float glass mirror with a stainless steel frame. Frame holds mirror in a tilted position for accessibility and compliance with ADA requirements. Mirror has a galvanized steel back secured to frame with concealed screws with integral horizontal hanging brackets. Mirror shall be approximately 18" wide and 36" high. Other sizes are available.
A5075 | Dispenser, Soap, Disposable | 1 | VV | Disposable soap dispenser. One-handed dispensing operation. Designed to accommodate disposable soap cartridge and valve.
A5082 | Dispenser, Paper Towel, Sensor, Hands Free | 1 | CC | A surface mounted, sensor activated, automatic, roll paper towel dispenser. The unit dispenses a paper towel automatically only when hands are place in position below the dispenser for maximum sanitation and hygiene. May include adjustable settings for sheet length, time delay, and sensor range. Unit is battery operated or with optional AC power adapter.
A5090 | Disposal, Sanitary Napkin, SS, Surface Mounted | 1 | CC | A surface mounted, satin finish stainless steel, sanitary napkin disposal. Disposal features a flip-up cover, secured to the container by a heavy duty stainless steel piano-hinge. Disposal may be secured to wall or toilet partition. For general purpose use in female toilet stalls or rooms and uni-sex toilet rooms.
A5109 | Grab Bar, ABA Compliant, SS, 2-Wall, W/C Accessible | 1 | CC | 2-wall toilet stall/room grab bar with concealed mounting flanges and a satin finish stainless steel peened gripping surface.. Snap over flanges are provided to conceal mounting screws. A selection of mounting kits and concealed anchor devices are available from the manufacturers for different types of installations. Grab bar shall comply with all barrier-free accessibility guidelines for design, sizing, positioning, installation, and structural strength. For typical water closet applications in toilet stalls and rooms where Architectural Barriers Act grab bar requirements must be met.
A5145 | Hook, Garment, Double, SS, Surface Mounted | 1 | CC | A surface mounted, satin finish stainless steel, double garment hook. Equipped with a concealed mounting bracket that is secured to a concealed wall plate. For general purpose use throughout the facility to hang various items of apparel.
A5200 | Dispenser, Toilet Tissue, SS, 2-Roll, Surface Mntd | 1 | CC | A concealed surface mounted, double roll, satin finish stainless steel, toilet tissue dispenser. Unit accommodates two standard-core toilet tissue rolls through 5" in diameter. Spindles are chrome plated plastic with a heavy-duty internal spring and turn freely for non-controlled delivery. For general purpose use in restrooms.
F2010 | Basket, Wastepaper, Step-On | 1 | VV | "Step-on" wastepaper basket with inner liner and foot petal activated flip top.
P3000 | Lavatory, Vitreous China, Straight Back | 1 | CC | Wall mounted, vitreous china lavatory (approximate bowl size 7"x15"x10") with: straight-front apron, straight or contoured back; faucet holes on 4" centers; gooseneck spout; wrist blade handles; and grid strainer. It shall be suitable for use in clinics, offices, washrooms or patient care areas.
P9050 | Toilet, Wall Hung, Siphon Jet | 1 | CC | Siphon jet water closet/ toilet. This unit is wall hung with an elongated bowl, top spud flushometer, seat with open front and check hinge, and carrier. Used in restrooms throughout the health care facility.
9 - SRSE1 - Storage, Equipment | 9 - SRSE1 - Storage, Equipment | 9 - SRSE1 - Storage, Equipment | 9 - SRSE1 - Storage, Equipment | 9 - SRSE1 - Storage, Equipment
JSN | NAME | QTY | ACQ | DESCRIPTION
M2055 | Shelving, Storage, Wire, CRS, w/Adjustable Shelves | 2 | VV | Stationary, wire, shelving unit. Unit has fully adjustable shelves constructed of stainless steel. For use in general purpose storage areas. Shelving is provided in various sizes and configurations. Price provided is for a unit approximately 74"H x 18"D x 48"W with four shelves.
M2070 | Shelving, Storage, 77hx36wx18d | 2 | VV | Storage shelving unit approximately 77" H X 36" W X 18" D. Corrosion resistant baked enamel, galvanized or stainless steel open unit with adjustable shelves. The closed version is also available. For use in the storage room.
6 - DENTAL CLINIC | 6 - DENTAL CLINIC | 6 - DENTAL CLINIC | 6 - DENTAL CLINIC | 6 - DENTAL CLINIC
1 - OFDC2 - Consult Room, Dental | 1 - OFDC2 - Consult Room, Dental | 1 - OFDC2 - Consult Room, Dental | 1 - OFDC2 - Consult Room, Dental | 1 - OFDC2 - Consult Room, Dental
JSN | NAME | QTY | ACQ | DESCRIPTION
A1010 | Telecommunication Outlet | 2 | CC | Telecommunication outlet location.
A1015 | Telephone, Desk, Multiple Line | 1 | VV | Telephone, desk, multiple line.
A5075 | Dispenser, Soap, Disposable | 1 | VV | Disposable soap dispenser. One-handed dispensing operation. Designed to accommodate disposable soap cartridge and valve.
A5080 | Dispenser, Paper Towel, SS, Surface Mounted | 1 | CC | A surface mounted, satin finish stainless steel, single-fold, paper towel dispenser. Dispenser features: tumbler lock; front hinged at bottom; and refill indicator slot. Minimum capacity 400 single-fold paper towels. For general purpose use throughout the facility.
A5145 | Hook, Garment, Double, SS, Surface Mounted | 1 | CC | A surface mounted, satin finish stainless steel, double garment hook. Equipped with a concealed mounting bracket that is secured to a concealed wall plate. For general purpose use throughout the facility to hang various items of apparel.
CD040 | Cabinet, W/H, 2 Shelf, 2 DO, Sloping Top, 38x36x13 | 1 | CC | Wall hung cabinet with two adjustable shelves, solid hinged doors, and sloping top. Also referred to as a solid hinged double door wall case. For general purpose use throughout the facility.
CS010 | Sink, SS, Single Compartment, 7.5x12x12 ID | 1 | CC | Single compartment stainless steel sink, drop-in, self-rimming, ledge-type, connected with a drain and provided with a mixing faucet. It shall also be provided with pre-punched fixture holes on 4" center, integral back ledge to accommodate deck-mounted fixtures, brushed/polished interior and top surfaces, and sound deadened. Recommended for use in suspended or U/C/B sink cabinets having a high plastic laminate or Chemsurf laminate countertop/work surface. For general purpose use throughout the facility.
CT020 | Countertop, Solid Surface | 1 | CC | A solid, nonporous countertop with a smooth seamless appearance. Easy to clean and maintain and with proper cleaning does not support the growth of mold. An acrylic-based solid surface product. Standard thickness of 1", and a 4" butt backsplash/curb. Also referred to as a work surface or work top. Available in a choice of colors and depths. Used in lab and other hospital areas requiring optimum physical and chemical resisting properties.
F0205 | Chair, Side With Arms | 3 | VV | Upholstered side chair, 32" high X 21" wide X 23" deep with arms, padded seats and padded backs. Seat height is a minimum of 17". Available with or without sled base.
F0340 | Stool, Self Adjusting | 1 | VV | Self adjusting stool. Consists of a foam padded upholstered seat with attached foot rest for added comfort. Mounted on swivel casters. Designed for doctor's use during examinations.
F0740 | Table, Occasional, Lamp | 1 | VV | Occasional lamp table (end table) approximately 20" high X 27" wide X 27" deep with choice of finishes (wood, oak veneer, or high pressure laminate).
F2000 | Basket, Wastepaper, Fire Resistant | 1 | VV | Wastepaper basket, fire resistant, approximately 40 quart capacity. This unit is used to collect and temporarily store small quantities of paper refuse in patient rooms, administrative areas and nursing stations. Size and shape varies depending on the application and manufacturer selected.
F3200 | Clock, Battery, 12" Diameter | 1 | VV | Clock, 12" diameter. Round surface, easy to read numbers with sweep second hand. Wall mounted unit for use when impractical to install a fully synchronized clock system. Battery operated, (batteries not included).
M1801 | Computer, Microprocessing, w/Flat Panel Monitor | 1 | VV | Desk top microprocessing computer. The unit shall consist of a central processing mini tower, flat panel monitor, keyboard, mouse and speakers. The system shall have the following minimum characteristics: a 2.8 GHz Pentium processor; 512 MB memory; 80GB hard drive; 32/48x CD-ROMDVD combo; 1.44MB network interface card; video 32 MB NVIDIA; a 18 inch flat panel monitor. The computer is used throughout the facility to input, manipulate and retrieve information.
M1802 | Work Station, Computer, Retractable, Wall Mounted | 1 | VV | A wall mounted retractable work station. Work station is used as a computer station in treatment rooms, exam rooms and areas where physical space in limited.
2 - DNXS1 - X-Ray Room, Panoramic / Cephalometric | 2 - DNXS1 - X-Ray Room, Panoramic / Cephalometric | 2 - DNXS1 - X-Ray Room, Panoramic / Cephalometric | 2 - DNXS1 - X-Ray Room, Panoramic / Cephalometric | 2 - DNXS1 - X-Ray Room, Panoramic / Cephalometric
JSN | NAME | QTY | ACQ | DESCRIPTION
A1010 | Telecommunication Outlet | 2 | CC | Telecommunication outlet location.
A1014 | Telephone, Wall Mounted, 1 Line, With Speaker | 1 | VV | Telephone, wall mounted, 1 line, with speaker.
A1066 | Mirror, Float Glass, With SS Frame | 1 | CC | A high quality 1/4" polished float glass mirror 36X18, framed in a one-piece, bright polished, stainless steel channel frame with 90Â° mitered corners. All edges of the mirror are protected by absorbing filler strips. Mirror has a galvanized steel back with integral horizontal hanging brackets and wall hanger for concealed mounting. For mounting above single wall mounted lavatories located in toilet areas, Doctors examination offices, etc. May also be used above double lavatories, either wall or countertop mounted, found in restroom areas.
A5075 | Dispenser, Soap, Disposable | 1 | VV | Disposable soap dispenser. One-handed dispensing operation. Designed to accommodate disposable soap cartridge and valve.
A5077 | Dispenser, Hand Sanitizer, Hands-Free | 1 | VV | A touch free wall-mounted hand sanitizer dispenser. For use throughout a healthcare facility. Unit does not include the sanitizing liquid. Units are battery operated.
A5080 | Dispenser, Paper Towel, SS, Surface Mounted | 1 | CC | A surface mounted, satin finish stainless steel, single-fold, paper towel dispenser. Dispenser features: tumbler lock; front hinged at bottom; and refill indicator slot. Minimum capacity 400 single-fold paper towels. For general purpose use throughout the facility.
A5107 | Dispenser, Glove, Surgical/Examination, Wall Mntd | 1 | VV | Examination three (Small Medium, Large) glove dispenser box for wall mounting. Fabricated of either cold rolled steel with a white baked enamel finish, plastic or acrylic. Hardware not included, Option 3 powder coated steel.
A5145 | Hook, Garment, Double, SS, Surface Mounted | 1 | CC | A surface mounted, satin finish stainless steel, double garment hook. Equipped with a concealed mounting bracket that is secured to a concealed wall plate. For general purpose use throughout the facility to hang various items of apparel.
C0041 | Rail, Apron, 4x60x1 | 1 | CC | Apron rail. Also referred to as an apron front, apron panel, or knee space rail. Used to close in front knee space area and/or provide work surface support between two base cabinets or a base cabinet and wall. Apron rails should be ordered in pairs to provide both front and rear work surface support.
C0047 | Frame, Apron, 3 Drawer, 4x60x22 | 1 | CC | Apron frame with three standard drawers. Also referred to as a drawer frame or table frame. Used for a knee space as a combination frame and drawers to support a top between base cabinets or a base cabinet and a wall.
CT020 | Countertop, Solid Surface | 6 | CC | A solid, nonporous countertop with a smooth seamless appearance. Easy to clean and maintain and with proper cleaning does not support the growth of mold. An acrylic-based solid surface product. Standard thickness of 1", and a 4" butt backsplash/curb. Also referred to as a work surface or work top. Available in a choice of colors and depths. Used in lab and other hospital areas requiring optimum physical and chemical resisting properties.
D9280 | Legs, Rail, Apron | 4 | CC | Apron rail legs. Used to support countertops when there is no base cabinet to support D9940, height as required. Used in dental operations. Database pricing and dimensional information assumes a 24" deep counter, 36" above the floor.
E0948 | Cart, General Storage, Mobile, 42"H x 32"W x 22"D | 1 | VV | THIS TYPICAL INCLUDES: 1 Cart Body, Style-A Narrow, w/Raised Edge Top 2 Drawers, 3" H 4 Drawers, 6" H 1 Accessory Rail, Side Drawer Organizer Bins
F0205 | Chair, Side With Arms | 1 | VV | Upholstered side chair, 32" high X 21" wide X 23" deep with arms, padded seats and padded backs. Seat height is a minimum of 17". Available with or without sled base.
F0280 | Chair, Swivel, Low Back | 1 | VV | Low back contemporary swivel chair, 37" high X 25" wide X 31" deep with a five (5) caster swivel base, arms and foam padded seat and back upholstered with either woven textile fabric or vinyl.
F2010 | Basket, Wastepaper, Step-On | 1 | VV | "Step-on" wastepaper basket with inner liner and foot petal activated flip top.
F3200 | Clock, Battery, 12" Diameter | 1 | VV | Clock, 12" diameter. Round surface, easy to read numbers with sweep second hand. Wall mounted unit for use when impractical to install a fully synchronized clock system. Battery operated, (batteries not included).
M1801 | Computer, Microprocessing, w/Flat Panel Monitor | 1 | VV | Desk top microprocessing computer. The unit shall consist of a central processing mini tower, flat panel monitor, keyboard, mouse and speakers. The system shall have the following minimum characteristics: a 2.8 GHz Pentium processor; 512 MB memory; 80GB hard drive; 32/48x CD-ROMDVD combo; 1.44MB network interface card; video 32 MB NVIDIA; a 18 inch flat panel monitor. The computer is used throughout the facility to input, manipulate and retrieve information.
P3100 | Lavatory, Vitreous China, Slab Type | 1 | CC | Wall mounted, slab type, vitreous china, lavatory (approximate bowl size 7"x15"x10") with: faucet holes on 4" centers; gooseneck spout; wrist blade handles; and grid strainer. It shall be suitable for use in clinics, offices, washrooms or patient care area.
X3150 | Rack, Apron/Gloves, Wall Mounted | 1 | CC | Apron and gloves rack. This is a wall unit which holds aprons and gloves. The body is heavy gauge steel finish in gray or green baked enamel, glove and apron holding arms are aluminum. The unit's convenient on wall storage will prolong the useful life of your protection aprons by helping prevent damage to internal components.
X6505 | Radiographic Unit, Dental, Panographic & Cephalo. | 1 | VV | Dental panographic and Cephalometric radiographic unit. This is a radiographic system for routine intra-oral examination. This unit shall provide radiographs of the maxillary sinus and the entire jawbone including temporomandibular joints. The unit shall be complete with control panel and mounting hardware.
X6605 | Imager, Dental, Digital Image | 1 | VV | Dental imaging system. Used in intra oral x-ray imaging. Computer-aided to enhance image. Storage and printing capabilities for the image. System includes, CPU, CRT, active surface sensor, 120MB HD storage, thermal printer, mobile workstation, and is compatible with any intra oral x-ray system.
3 - DNTG1 - Dental Treatment Room (DTR), Multi-Functional | 3 - DNTG1 - Dental Treatment Room (DTR), Multi-Functional | 3 - DNTG1 - Dental Treatment Room (DTR), Multi-Functional | 3 - DNTG1 - Dental Treatment Room (DTR), Multi-Functional | 3 - DNTG1 - Dental Treatment Room (DTR), Multi-Functional
JSN | NAME | QTY | ACQ | DESCRIPTION
A1010 | Telecommunication Outlet | 2 | CC | Telecommunication outlet location.
A1012 | Telephone, Wall Mounted, 1 Line | 1 | VV | Telephone, wall mounted, 1 line.
A1067 | Mirror, Float Glass, ADA Accessible | 1 | CC | A high quality 1/4" polished float glass mirror with a stainless steel frame. Frame holds mirror in a tilted position for accessibility and compliance with ADA requirements. Mirror has a galvanized steel back secured to frame with concealed screws with integral horizontal hanging brackets. Mirror shall be approximately 18" wide and 36" high. Other sizes are available.
A5075 | Dispenser, Soap, Disposable | 2 | VV | Disposable soap dispenser. One-handed dispensing operation. Designed to accommodate disposable soap cartridge and valve.
A5077 | Dispenser, Hand Sanitizer, Hands-Free | 2 | VV | A touch free wall-mounted hand sanitizer dispenser. For use throughout a healthcare facility. Unit does not include the sanitizing liquid. Units are battery operated.
A5080 | Dispenser, Paper Towel, SS, Surface Mounted | 2 | CC | A surface mounted, satin finish stainless steel, single-fold, paper towel dispenser. Dispenser features: tumbler lock; front hinged at bottom; and refill indicator slot. Minimum capacity 400 single-fold paper towels. For general purpose use throughout the facility.
A5106 | Waste Disposal Unit, Sharps w/Glove Dispenser | 1 | VV | The unit is designed for the disposal of sharps and complies with OSHA guidelines for the handling of sharps. It shall house a 5 quart container and be capable of being mounted on a wall. It shall have a glove dispenser attached. The unit shall be secured by a locked enclosure.
A5145 | Hook, Garment, Double, SS, Surface Mounted | 1 | CC | A surface mounted, satin finish stainless steel, double garment hook. Equipped with a concealed mounting bracket that is secured to a concealed wall plate. For general purpose use throughout the facility to hang various items of apparel.
D0670 | Console, Treatment Unit, Dental Operatory | 1 | CC | A dental treatment console or work station (also called a "12 o'clock unit) approximately 45" W x 72" H x 30" D. Consists of a base unit with storage and equipment drawers, a bifold door cabinet with slide out shelves and CPU storage. A midsection with chase and power bar for ancillary equipment and shelf for a monitor and keyboard. Upper storage unit may be pass-through or non-pass-through with glass shelves and see-through cabinet doors. Unit may also be configured with a pivoting work surface to hold all doctor and assistant instrumentation or with a wash station w/SS sink and knee or foot activated faucet and solid surface or laminate countertop. Unit is also available in other widths and heights. Final makeup of this unit is dependant on individual facility requirements determined at time of purchase.
D0680 | Console, Accessory/Side, Dental Operatory | 2 | CC | An accessory or side console/cabinet approximately 60" W x24"D x 32"H for use in a single chair dental operatory. The console may be a left or a right unit used for the dentist or the assistant depending configuration of the operatory. The unit may contain a sink component with waste drop, a round SS sink with faucet and soap dispenser, a solid surface counter top, a drawer storage module with writing surface and equipment drawers, a double door component with swing out shelves and a glove dispenser. Various combinations are available as well as different widths. Configuration of the unit, including whether the unit is right or left, to be determined at time of purchase.
D0685 | Cabinet, Storage, Dental Operatory, Wall MNTD | 2 | CC | An upper wall mounted storage cabinet with two adjustable shelves providing additional space for dental supplies and equipment in a dental operative. Cabinet is approximately 34"W x 12"D x 24"H with other widths available. Cabinet is frequently mounted above JSN D0680, Console, Accessory/Side, Dental Operatory.
D3320 | Chair, Operating, Dental | 1 | VV | Dental operating chair designed for the treatment and comfort of dental patients. The chair shall be capable of multiple positions, shall swivel, contain an adjustable headrest and arm rests that pivot up and down. The chair shall operate by means of electrohydraulics. The upholstery shall be seamless with no crevices to catch debris and be easy to clean.
D3380 | Stool, Operating, Dental, Doctor | 1 | VV | Dental operating stool. Used by the dentist in the care and treatment of patients. This chair has a gas cylinder to adjust the height of the chair. It also has backrest as an integral part of the unit. The unit is to be equipped with casters. Various color combinations of vinyl or fabric are available.
D3390 | Stool, Operating, Dental, Assistant | 1 | VV | Dental assistant's operating stool used in dental operatories during procedures. This chair has a body support arm or abdominal support that can be left or right hand adaptable. It is also gas cylinder operated for height adjustments. The chair is available in multiple vinyl or fabric color combinations.
D3565 | Resin Curing Unit, Visible Light | 1 | VV | Visible light resin curing unit which provides a high intensity, cold light source of visible blue light for the polymerization of all visible light cured materials. The unit provides for time selections between 10 and 60 seconds or continuous operation and beeps at ten or twenty second intervals during use.
D6050 | Light, Dental, Operating, Ceiling, Track | 2 | CC | Dental operating light used to illuminate the field of work. This is a single light unit on a cantilever arm mounted from a column which is suspended from a moving trolley in a ceiling track. The light can be used in installations where the ceiling height is between 8 and 10.5 feet; some units can mount to ceilings as high as 13 feet. Database physical dimensions refer to the light's maximum travel dimensions centered on the ceiling mounting track. The database weight includes the light, arm and trolley. Mounting this light may require reinforcing the ceiling or hanging the mount from the underside of the slab above a suspended ceiling.
D6151 | Mount, Monitor Ceiling Track | 1 | CC | Monitor ceiling track mount with combination exam light. The monitor and light are attached to separate counterbalanced flex arms with independent trolleys. Typically used in dental operatories. Check individual vendors for monitor sizes.
D7090 | Utility Center, Dental, Wall or Floor Mounted | 1 | VV | Utility center. The unit contains electrical and quick connect air, waste and water utility connections. The center accommodates one umbilical and includes shut-off valves and regulators for both the air and water supplies.
D8250 | Delivery System, Dental Operating | 1 | VV | Dental operating unit. The dentist and/or dental hygienist uses the unit for treatment of dental patients. The unit contains the operating connections for handpieces, the water spray and the vacuum system. The unit can be wall, chair or cart mounted.
D8850 | Amalgamator, Dental | 1 | VV | Dental amalgamator. The amalgamator is used in dental operatories to triturate alloys for restoration of teeth after removal of caries.
D9060 | Prophylaxis Unit, Ultrasonic | 1 | VV | Dental ultrasonic prophylaxis unit. Used in dental clinics for the removal of calculus. Unit requires water and air supplies.
F2010 | Basket, Wastepaper, Step-On | 2 | VV | "Step-on" wastepaper basket with inner liner and foot petal activated flip top.
F3200 | Clock, Battery, 12" Diameter | 1 | VV | Clock, 12" diameter. Round surface, easy to read numbers with sweep second hand. Wall mounted unit for use when impractical to install a fully synchronized clock system. Battery operated, (batteries not included).
M1801 | Computer, Microprocessing, w/Flat Panel Monitor | 1 | VV | Desk top microprocessing computer. The unit shall consist of a central processing mini tower, flat panel monitor, keyboard, mouse and speakers. The system shall have the following minimum characteristics: a 2.8 GHz Pentium processor; 512 MB memory; 80GB hard drive; 32/48x CD-ROMDVD combo; 1.44MB network interface card; video 32 MB NVIDIA; a 18 inch flat panel monitor. The computer is used throughout the facility to input, manipulate and retrieve information.
M1803 | Workstation, Computer, Wall Mounted, Adjustable | 1 | VV | A wall mounted computer workstation with height adjustable monitor and keyboard arms. Keyboard and monitor can be stored within 8" to 10" of wall. Fingertip adjustability for keyboard and monitor enable frequent position changes. Unit contains an integrated cable management system to hide wires. A separate wall-mounted CPU holder is included.
X6600 | Radiographic Unit, Dental, Wall Mounted, 7 mA | 1 | VV | Dental radiographic unit. Wall mounted, 7 mA, 70 kVp, 120 VAC, electronic remote exposure control unit. The unit shall have electronic timing with automatic reset timing capability and main power correction unit to adjust for line voltage fluctuations. Tube head shall be of the oil immersed, shield type with total inherent filtration of 1.5 mm AL , with a focal spot of 0.6.
X6610 | Sensor, Dental Imaging System | 1 | VV | A filmless digital imaging system using a sensor to acquire and digitize dental x-ray images for viewing, storing or printing. The sensor is used in conjunction with a film based x-ray system. Images are digitized and transmitted to a computer via a standard USB port and is compatible with laptop or desktop systems.
4 - TPG01 - Toilet, Dental Patient | 4 - TPG01 - Toilet, Dental Patient | 4 - TPG01 - Toilet, Dental Patient | 4 - TPG01 - Toilet, Dental Patient | 4 - TPG01 - Toilet, Dental Patient
JSN | NAME | QTY | ACQ | DESCRIPTION
A1067 | Mirror, Float Glass, ADA Accessible | 1 | CC | A high quality 1/4" polished float glass mirror with a stainless steel frame. Frame holds mirror in a tilted position for accessibility and compliance with ADA requirements. Mirror has a galvanized steel back secured to frame with concealed screws with integral horizontal hanging brackets. Mirror shall be approximately 18" wide and 36" high. Other sizes are available.
A5075 | Dispenser, Soap, Disposable | 1 | VV | Disposable soap dispenser. One-handed dispensing operation. Designed to accommodate disposable soap cartridge and valve.
A5082 | Dispenser, Paper Towel, Sensor, Hands Free | 1 | CC | A surface mounted, sensor activated, automatic, roll paper towel dispenser. The unit dispenses a paper towel automatically only when hands are place in position below the dispenser for maximum sanitation and hygiene. May include adjustable settings for sheet length, time delay, and sensor range. Unit is battery operated or with optional AC power adapter.
A5090 | Disposal, Sanitary Napkin, SS, Surface Mounted | 1 | CC | A surface mounted, satin finish stainless steel, sanitary napkin disposal. Disposal features a flip-up cover, secured to the container by a heavy duty stainless steel piano-hinge. Disposal may be secured to wall or toilet partition. For general purpose use in female toilet stalls or rooms and uni-sex toilet rooms.
A5109 | Grab Bar, ABA Compliant, SS, 2-Wall, W/C Accessible | 1 | CC | 2-wall toilet stall/room grab bar with concealed mounting flanges and a satin finish stainless steel peened gripping surface.. Snap over flanges are provided to conceal mounting screws. A selection of mounting kits and concealed anchor devices are available from the manufacturers for different types of installations. Grab bar shall comply with all barrier-free accessibility guidelines for design, sizing, positioning, installation, and structural strength. For typical water closet applications in toilet stalls and rooms where Architectural Barriers Act grab bar requirements must be met.
A5145 | Hook, Garment, Double, SS, Surface Mounted | 1 | CC | A surface mounted, satin finish stainless steel, double garment hook. Equipped with a concealed mounting bracket that is secured to a concealed wall plate. For general purpose use throughout the facility to hang various items of apparel.
A5200 | Dispenser, Toilet Tissue, SS, 2-Roll, Surface Mntd | 1 | CC | A concealed surface mounted, double roll, satin finish stainless steel, toilet tissue dispenser. Unit accommodates two standard-core toilet tissue rolls through 5" in diameter. Spindles are chrome plated plastic with a heavy-duty internal spring and turn freely for non-controlled delivery. For general purpose use in restrooms.
F2010 | Basket, Wastepaper, Step-On | 1 | VV | "Step-on" wastepaper basket with inner liner and foot petal activated flip top.
P3000 | Lavatory, Vitreous China, Straight Back | 1 | CC | Wall mounted, vitreous china lavatory (approximate bowl size 7"x15"x10") with: straight-front apron, straight or contoured back; faucet holes on 4" centers; gooseneck spout; wrist blade handles; and grid strainer. It shall be suitable for use in clinics, offices, washrooms or patient care areas.
P9050 | Toilet, Wall Hung, Siphon Jet | 1 | CC | Siphon jet water closet/ toilet. This unit is wall hung with an elongated bowl, top spud flushometer, seat with open front and check hinge, and carrier. Used in restrooms throughout the health care facility.
5 - WRTM1 - Teamwork Area, Dental Clinic | 5 - WRTM1 - Teamwork Area, Dental Clinic | 5 - WRTM1 - Teamwork Area, Dental Clinic | 5 - WRTM1 - Teamwork Area, Dental Clinic | 5 - WRTM1 - Teamwork Area, Dental Clinic
JSN | NAME | QTY | ACQ | DESCRIPTION
A1010 | Telecommunication Outlet | 4 | CC | Telecommunication outlet location.
A1015 | Telephone, Desk, Multiple Line | 2 | VV | Telephone, desk, multiple line.
E0123 | Workstation, Straight, Free Standing, 72" W | 4 | VV | This JSN will provide a whole work station typical to quickly plan work in areas in clinical or administrative spaces. There will be a price decrease if typical work stations are used with vertical hanging strips instead of panels. THIS TYPICAL INCLUDES: 4 Standard Solid Panels 2 Panel Connectors, 2-Way Corner 1 Panel-to-Panel Connector 2 Finished End Hardware 1 Cantilevered, Work Surface 2 Lockable Flipper Units 2 Shelf, Storage/Displays 2 Lights 1 Tack board 1 Tool Rail 1 Paper Tray 1 Diagonal Tray 1 Adjustable Keyboard Tray 1 Mobile Pedestal, Box/File
F0275 | Chair, Swivel, High Back | 4 | VV | Highback contemporary swivel chair, 41" high X 23" wide X 23" deep with five (5) caster swivel base and arms. Chair may be used at desks or in conference rooms. Back and seat are foam padded and upholstered with either woven textile fabric or vinyl.
F0420 | Cabinet, Filing, Lateral, Half Height | 2 | VV | Half height two (2) or three (3) drawer lateral filing cabinet, 28" high X 42" wide X 18" deep with recessed handles, locking device and drawer label holders. Drawers are adaptable to either letter or legal size materials.
F2000 | Basket, Wastepaper, Fire Resistant | 4 | VV | Wastepaper basket, fire resistant, approximately 40 quart capacity. This unit is used to collect and temporarily store small quantities of paper refuse in patient rooms, administrative areas and nursing stations. Size and shape varies depending on the application and manufacturer selected.
F3200 | Clock, Battery, 12" Diameter | 1 | VV | Clock, 12" diameter. Round surface, easy to read numbers with sweep second hand. Wall mounted unit for use when impractical to install a fully synchronized clock system. Battery operated, (batteries not included).
M1801 | Computer, Microprocessing, w/Flat Panel Monitor | 4 | VV | Desk top microprocessing computer. The unit shall consist of a central processing mini tower, flat panel monitor, keyboard, mouse and speakers. The system shall have the following minimum characteristics: a 2.8 GHz Pentium processor; 512 MB memory; 80GB hard drive; 32/48x CD-ROMDVD combo; 1.44MB network interface card; video 32 MB NVIDIA; a 18 inch flat panel monitor. The computer is used throughout the facility to input, manipulate and retrieve information.
6 - DNPL1 - Laboratory, Dental Prosthetics | 6 - DNPL1 - Laboratory, Dental Prosthetics | 6 - DNPL1 - Laboratory, Dental Prosthetics | 6 - DNPL1 - Laboratory, Dental Prosthetics | 6 - DNPL1 - Laboratory, Dental Prosthetics
JSN | NAME | QTY | ACQ | DESCRIPTION
_0026 | Transport Cart, Laboratory | 1 | VV | Small cart made of polished steel and vinyl matting. 5" swivel caster wheels, with fold down push bar. Cart has a rubber bumper to prevent damage to walls. Weight capacity is approx. 600 lbs. Cart platform measures 23x35.
A1010 | Telecommunication Outlet | 2 | CC | Telecommunication outlet location.
A1012 | Telephone, Wall Mounted, 1 Line | 1 | VV | Telephone, wall mounted, 1 line.
A5075 | Dispenser, Soap, Disposable | 2 | VV | Disposable soap dispenser. One-handed dispensing operation. Designed to accommodate disposable soap cartridge and valve.
A5080 | Dispenser, Paper Towel, SS, Surface Mounted | 2 | CC | A surface mounted, satin finish stainless steel, single-fold, paper towel dispenser. Dispenser features: tumbler lock; front hinged at bottom; and refill indicator slot. Minimum capacity 400 single-fold paper towels. For general purpose use throughout the facility.
C02C0 | Cabinet, U/C/B, 1 Shelf, 1 Drawer, 1 DO, 36x24x22 | 1 | CC | Standing height under counter base cabinet with an adjustable shelf and a full width drawer above a solid right or left-hinged door (appropriate door hinge configuration to be indicated on equipment elevation drawings). Also referred to as a combination cabinet or a drawer and cupboard cabinet. For general purpose use throughout the facility.
C03P0 | Cabinet, Sink, U/C/B, 2 Door, 30" W | 2 | CC | Standing height under counter base sink cabinet. 36" H x 30" W x 22" D with two solid hinged doors. Also referred to as a double-door sink cabinet. For general purpose use throughout the facility where a sink is to be used. Coordinate actual clear cabinet dimension with the actual outside dimension of sink that is specified to ensure that they are compatible.
C04F0 | Cabinet, U/C/B, 1 Shelf, 2 Half DR, 2 DO, 36x36x22 | 5 | CC | Standing height under counter base cabinet with an adjustable shelf and two half width drawers above solid hinged doors. Also referred to as a combination cabinet or a drawer and cupboard cabinet. For general purpose use throughout the facility.
CS200 | Sink, SS, Single Compartment, 12x28x16 ID | 2 | CC | Single compartment stainless steel sink, drop-in, self-rimming, ledge-type, connected with a drain and provided with a mixing faucet. It shall also be provided with pre-punched fixture holes on 4" center, integral back ledge to accommodate deck-mounted fixtures, brushed/polished interior and top surfaces, and sound deadened. Recommended for use in suspended or U/C/B sink cabinets having a high plastic laminate or Chemsurf laminate countertop/work surface. Coordinate actual outside sink dimensions with the actual clear dimension of cabinet specified to ensure that they are compatible. For general purpose use throughout the facility.
CT020 | Countertop, Solid Surface | 1 | CC | A solid, nonporous countertop with a smooth seamless appearance. Easy to clean and maintain and with proper cleaning does not support the growth of mold. An acrylic-based solid surface product. Standard thickness of 1", and a 4" butt backsplash/curb. Also referred to as a work surface or work top. Available in a choice of colors and depths. Used in lab and other hospital areas requiring optimum physical and chemical resisting properties.
D0755 | Tank Assembly, Boilout/Curing, Double | 1 | CC | Two basin washout and boil-out tank assembly with stainless steel tanks and gas heating elements. The unit may include a vented cabinet with internal shield, heavy duty recirculating pump, wax trap, drain valve, four faucet washout-tank, turn-on walk away de-wax dentures, partials and flasks. Model listed is for natural gas or manufactured gas.
D0904 | Workstation, Dental Lab, Tech, Single Station | 4 | VV | Modular technician's workstation for the dental laboratory. The workstation features integrated gas, air, and electrical lines which all connect to building supplies from a single utility panel. The unit contains an overhead task lighting ( approx. 3000 Lux) array. The workstation also includes a dust extraction system with filtration, a minimum of 4 drawers for storage, an air gun, a gas valve for a Bunsen burner and electrical outlets for accessory equipment. The desktop is made from a fiber/cement mixture or similar material to resist heat, abrasion, and chemical attack. This unit has a standard length work surface that varies among manufacturers but is nominally 43". Depending on the manufacturer, workstation package configurations may include seating and other minor accessories. The workstation may require more than one electrical connection to the facility power grid to run the equipment used on the bench.
D0942 | Workstation, Dental Lab, Microblasting | 1 | VV | Complete micro-blaster and dust extraction device integrated into a 34" high x 24" wide x 24" deep (nominal) cabinet. The micro-blaster can use 25 to 250 micron aluminum oxide, sand, glass bead or walnut shell abrasives. The unit includes micro-blasting pencils, canisters for clean blasting, one recirculating nozzle for gross blasting, an air chisel, an air nozzle and a protective safety shield. The micro-blaster connects to a dust extraction system suitably sized for the micro-blaster.
D2580 | Casting Machine, Induction, Bench Mounted | 1 | VV | Bench mounted, microprocessor controlled induction casting machine. The unit is designed for safe clean casting of precious and non-precious dental alloys. The machine features automatic temperature control through a range of 900 to 1800 degrees C (1652 to 3272 degrees F), built-in optical pyrometer, a self-contained water cooling system and variable casting arm acceleration rate. The unit is designed for mounting on a low bench to bring it up to counter height for easy use.
D3295 | Chair, Rotary, Laboratory, Dental | 4 | VV | Rotary dental laboratory chair. The chair is used by technicians while working at a bench. Chairs also have casters and an adjustable backrest.
D4100 | Cleaner, Steam, Dental | 1 | VV | Dental steam cleaner. The cleaner has a variable temperature control and is capable of generating up to 80 PSI of pressure. The unit is used for flushing out dirt, debris, wax and polishing compounds from models, dentures, impression trays and instruments.
D4260 | Handpiece, Laboratory, Dental, Electric | 4 | VV | Portable dental laboratory handpiece. The unit has a straight handle and is electrically powered. The handpiece includes a controller and power cables. Unit is used to grind, polish or finish precious and non-precious metal alloys.
D4351 | Sintering Oven | 1 | VV | Compact, light weight high temperature oven for use with all sintering materials in dental laboratories. Features include temperature accuracy to within +/- 2 degrees centigrade, automatic temperature calibration, automatic temperature adjustments with multiple programing options.
D4360 | Pump, Vacuum, Dental Oven | 1 | VV | Vacuum pump. The pump is used in dental laboratories to provide a vacuum source for the vacuum oven listed at JSN D4350.
D4500 | Furnace, Laboratory, Dental, Burnout | 1 | VV | Dental burnout furnace. The unit is used in dental laboratories for burnout of dental alloy rings and flasks. The furnace is capable of automatic or manual operation and has a automatic self-calibration system as well as a digital readout. The unit can hold a minimum of fifteen 1-3/4" inlay rings. Some model lines are available with several sizes of heating elements and/or for other power configurations.
D6250 | Lathe, Dental, Bench Mounted | 4 | VV | Dental lathe which can perform grinding or polishing work depending on the attachments to the spindles. The unit is bench mounted and has two speeds, generally 1725 and 3450 rpm, or is variable across its entire operating range up to 3600 rpm.
D6600 | Mixer / Investor, With Vacuum | 1 | VV | Dental vacuum mixer-investor. Unit is used in dental laboratories to mix alginates and other materials as well as investing materials for inlays and crowns. Some units are equipped with a vibrating arm to assist in moving investments from the mixing chamber into the casting rings. Some models are microprocessor controlled. Units are mounted to a wall or bench for stability. Specify mounting when ordering.
D6650 | Former, Vacuum, With Motor, Vacuum Pump, Heater | 1 | VV | Vacuum former. Used in dental laboratories for adaptation of thermoplastic resins. Unit has a self contained motor, vacuum pump and heater.
D8510 | Oven, Drying, Dental | 1 | VV | Dental model drying oven. The oven is used to dehydrate refractory models prior to bee's wax dipping. The unit provides efficient circulation of air to eliminate moisture as it evaporates. The unit has an adjustable damper, two shelves, a built-in thermostat, a secondary temperature controller and a glass thermometer.
D9035 | Driver, Model Indexing Pins | 1 | VV | Model indexing pin driver used to accurately place indexing pins in multiple piece dental models and multiple piece die sets. The bench top instrument provides a means to accurately align, drill and insert indexing pins.
D9050 | Trimmer, Model, Dental, 1/4 HP | 1 | VV | Dental model trimmer with a 1/4 or 1/3 HP motor and a 10" abrasive wheel. The trimmer is used in dental laboratories for trimming plaster and stone dental impression models. This is a light duty unit and its commonly used accessories include floor switches, water valves, water spray heads and splash shields. The database pricing is for the basic unit only.
F2000 | Basket, Wastepaper, Fire Resistant | 1 | VV | Wastepaper basket, fire resistant, approximately 40 quart capacity. This unit is used to collect and temporarily store small quantities of paper refuse in patient rooms, administrative areas and nursing stations. Size and shape varies depending on the application and manufacturer selected.
F3200 | Clock, Battery, 12" Diameter | 1 | VV | Clock, 12" diameter. Round surface, easy to read numbers with sweep second hand. Wall mounted unit for use when impractical to install a fully synchronized clock system. Battery operated, (batteries not included).
L2337 | Canopy, Hood, Fume, 6 foot | 1 | CC | Canopy fumehood. The unit includes a switched fan unit with pilot light; corrosion resistant steel, aluminum, or chemical resistant and fire retardant seamless fiberglass construction; dimensions as indicated on design drawings; fire suppression systems and any other special requirements to be defined during the facility design. It also includes a 3/4 horsepower motor blower. The static pressure loss shall not exceed 0.91 at 1290 cfm and 1.65 at 1935 cfm. It is equipped with baffles to maximize slot velocities and control fumes. Used in laboratories for low to moderate risk biological agents. Other sizes may be available. Blower motor mounted separate from the canopy and may not be included in the size specification.
M2015 | Cabinet, Storage, Flammable, Freestanding | 1 | VV | Freestanding flammable safety storage cabinet. Size as required. Unit is of all welded steel wall construction with vented grounding attachments, raised leak proof door sill and adjustable shelving. Equipped with swinging doors and built-in key lock. Designed for storage of flammable fluids. Complies with OSHA standards, is FM approved and designed IAW NFPA 30.
P1965 | Eyewash, Eye/Face, Sink Mounted, Hands-free | 1 | CC | A sink mounted eyewash station. The unit is designed for emergency eye and face rinsing from soft flow dual spray-heads. The Flow must be activated by the single momentary action and remain on until terminated.
P2451 | Valve, Mixing, Thermostatic, Eyewash | 1 | CC | Emergency tempering valve thermostatically mixes hot and cold water to provide a safe fluid supply for a single emergency eye/face wash with a flow rate of 10 gpm (38.8L)
P7650 | Trap, Plaster, Small | 1 | CC | Plastic or metal bodied plaster trap. The unit has a one piece body which is approximately 12 inches deep. The top has 1.5 inch inlet and drain connections. The trap is used in laboratories to capture solids and preclude the clogging of drain lines. The installation must allow sufficient clearance above or below the unit (depending on the manufacturer) to remove the basket for cleaning.
7 - LCCL1 - Utility Room, Clean | 7 - LCCL1 - Utility Room, Clean | 7 - LCCL1 - Utility Room, Clean | 7 - LCCL1 - Utility Room, Clean | 7 - LCCL1 - Utility Room, Clean
JSN | NAME | QTY | ACQ | DESCRIPTION
F0515 | Cart, Supply, Linen | 1 | VV | Closed linen supply cart. Equipped with four (4) non-marking rubber tire roller bearing casters and heavy duty cover. May be used for the delivery and user storage of clean linen as well as the return of soiled linen.
8 - LCSL2 - Utility Room, Soiled | 8 - LCSL2 - Utility Room, Soiled | 8 - LCSL2 - Utility Room, Soiled | 8 - LCSL2 - Utility Room, Soiled | 8 - LCSL2 - Utility Room, Soiled
JSN | NAME | QTY | ACQ | DESCRIPTION
F0510 | Cart, Linen, Soiled | 2 | VV | Soiled linen collection cart, approximately 70" H x 68" W x 28" D with four (4) casters. Used to transport clean or soiled laundry.
F2020 | Can, Trash, 44 Gallon | 1 | VV | Forty four (44) gallon trash can, 32" high X 24" diameter, with lid. Used to collect and transport refuse from a point of origin to point of disposal (example: from soiled utility or a nursing unit to the trash compactor at housekeeping).
M3070 | Hamper, Linen, Mobile, w/Lid | 1 | VV | Mobile linen hamper with hand or foot operated lid. Made of heavy tubular stainless steel with heavy gauge welded steel platform. Holds 25" hamper bags. Mounted on ball bearing casters. For linen transport in hospitals and clinics.
9 - SRE01 - Storage, Sterile Equipment | 9 - SRE01 - Storage, Sterile Equipment | 9 - SRE01 - Storage, Sterile Equipment | 9 - SRE01 - Storage, Sterile Equipment | 9 - SRE01 - Storage, Sterile Equipment
JSN | NAME | QTY | ACQ | DESCRIPTION
A1010 | Telecommunication Outlet | 1 | CC | Telecommunication outlet location.
M2055 | Shelving, Storage, Wire, CRS, w/Adjustable Shelves | 4 | VV | Stationary, wire, shelving unit. Unit has fully adjustable shelves constructed of stainless steel. For use in general purpose storage areas. Shelving is provided in various sizes and configurations. Price provided is for a unit approximately 74"H x 18"D x 48"W with four shelves.
10 - MECH1 - Dental Equipment Mechanical Room | 10 - MECH1 - Dental Equipment Mechanical Room | 10 - MECH1 - Dental Equipment Mechanical Room | 10 - MECH1 - Dental Equipment Mechanical Room | 10 - MECH1 - Dental Equipment Mechanical Room
JSN | NAME | QTY | ACQ | DESCRIPTION
_0032 | Amalgam Seperator | 1 | CC | The amalgam separator traps wastewater and separates metal particles and other solids from the water before being released into the sewer system.
_0033 | Pump, Dental Vacuum | 2 | CC | Dental vacuum pump system is a dry system with the ability to eliminate water and configure with amalgam collector system. A single system will support 12-15 dental treatment rooms.
_0034 | Tank, Vacuum Separation | 1 | CC | Vacuum separation tank, with high-low liquid sensor and multiple set options. Separation tanks come in different sizes and configurations. Tank option should be coordinated with vacuum pump vendor.
A1000 | Extinguisher, Fire | 1 | VV | 10 pound dry chemical fire extinguisher with charging gauge. Other types and sizes are available.
D4001 | Compressor, Dental Air, System | 2 | CC | Dental air compressor system. Two or more equally sized compressors, with provisions for automatic, alternating and simultaneous operation shall be provided for dental air (DA). Each compressor is to be sized to operate at 65% duty cycle for maintenance of standard demand. Dental compressed air (DCA), 90 PSIG, is used for utility control in dental units, power for lifts, locks, rotary and other pneumatic dental instruments and equipment. DCA shall be oil-free air with the following air standards as maximums: Water - dry to a pressure dew point of 33 degrees F at not less than 90 PSIG; Condensed hydrocarbons - 0.1ppm by weight or 0.1 mg/L; Permanent particulates - 1.0 ppm by weight or 1.0 mg/L. Dental lab air (DLA), 30 PSIG, which is normally used for laboratory restorative and fabrication techniques may be combined with DCA. The system consists of, but not limited to, the following: compressor intake filters, compressors, after-coolers (air cooled), air receiver, pre-filter, dryer (refrigerated), after-filter. Pricing, electrical data and dimensions based upon 16-17 DTRs , each pump sized at approximately 17.5 cfm @ 100 PSIG. Other sizes and configurations are available to meet specified demands.
7 - EYE CLINIC | 7 - EYE CLINIC | 7 - EYE CLINIC | 7 - EYE CLINIC | 7 - EYE CLINIC
1 - WTG03 - Sub-Waiting, Dilation Patient | 1 - WTG03 - Sub-Waiting, Dilation Patient | 1 - WTG03 - Sub-Waiting, Dilation Patient | 1 - WTG03 - Sub-Waiting, Dilation Patient | 1 - WTG03 - Sub-Waiting, Dilation Patient
JSN | NAME | QTY | ACQ | DESCRIPTION
A5077 | Dispenser, Hand Sanitizer, Hands-Free | 1 | VV | A touch free wall-mounted hand sanitizer dispenser. For use throughout a healthcare facility. Unit does not include the sanitizing liquid. Units are battery operated.
A6046 | Artwork, Decorative, With Frame | 1 | VV | This JSN is to be used for determining and defining location of decorative artwork.
F0206 | Chair, Side, Bariatric, With Arms | 1 | VV | A bariatric side chair with arms for use in a waiting room, lobby or other patient area. Chair will have a padded seat and back and have a capacity of 800 pounds.
F0305 | Chair, Waiting Room, Single | 1 | VV | Single seat waiting room chair with foam padded seat and back. Upholstered with either woven fabric textile or vinyl. Arms and floor glides included.
F2000 | Basket, Wastepaper, Fire Resistant | 1 | VV | Wastepaper basket, fire resistant, approximately 40 quart capacity. This unit is used to collect and temporarily store small quantities of paper refuse in patient rooms, administrative areas and nursing stations. Size and shape varies depending on the application and manufacturer selected.
F2300 | Rack, Magazine, Wall Mounted | 1 | VV | Wall mounted magazine rack with nine (9) magazine holding compartments.
F3200 | Clock, Battery, 12" Diameter | 1 | VV | Clock, 12" diameter. Round surface, easy to read numbers with sweep second hand. Wall mounted unit for use when impractical to install a fully synchronized clock system. Battery operated, (batteries not included).
2 - EYFD1 - Fitting and Dispensing Room | 2 - EYFD1 - Fitting and Dispensing Room | 2 - EYFD1 - Fitting and Dispensing Room | 2 - EYFD1 - Fitting and Dispensing Room | 2 - EYFD1 - Fitting and Dispensing Room
JSN | NAME | QTY | ACQ | DESCRIPTION
A1010 | Telecommunication Outlet | 2 | CC | Telecommunication outlet location.
A1014 | Telephone, Wall Mounted, 1 Line, With Speaker | 1 | VV | Telephone, wall mounted, 1 line, with speaker.
A1066 | Mirror, Float Glass, With SS Frame | 1 | CC | A high quality 1/4" polished float glass mirror 36X18, framed in a one-piece, bright polished, stainless steel channel frame with 90Â° mitered corners. All edges of the mirror are protected by absorbing filler strips. Mirror has a galvanized steel back with integral horizontal hanging brackets and wall hanger for concealed mounting. For mounting above single wall mounted lavatories located in toilet areas, Doctors examination offices, etc. May also be used above double lavatories, either wall or countertop mounted, found in restroom areas.
A5075 | Dispenser, Soap, Disposable | 1 | VV | Disposable soap dispenser. One-handed dispensing operation. Designed to accommodate disposable soap cartridge and valve.
A5080 | Dispenser, Paper Towel, SS, Surface Mounted | 1 | CC | A surface mounted, satin finish stainless steel, single-fold, paper towel dispenser. Dispenser features: tumbler lock; front hinged at bottom; and refill indicator slot. Minimum capacity 400 single-fold paper towels. For general purpose use throughout the facility.
A5145 | Hook, Garment, Double, SS, Surface Mounted | 2 | CC | A surface mounted, satin finish stainless steel, double garment hook. Equipped with a concealed mounting bracket that is secured to a concealed wall plate. For general purpose use throughout the facility to hang various items of apparel.
E0078 | Workstation, L-Shaped w/Peninsula, Free Std, 78x72 | 1 | VV | This section will provide a whole work station typical to quickly plan work areas in clinical or administrative spaces. There will be a price decrease if typical work stations are used with vertical hanging strips instead of panels. THIS TYPICAL INCLUDES: 4 standard solid panels; 2 panel connectors, 2-way corner; 1 panel-to-panel connector; 2 finished end hardware; 1 cantilevered work surface; 1 peninsula work surface; 2 lockable flipper units; 2 shelf, storage/display; 2 lights; 1 tack board, 48"W; 1 tool rail, 30"W; 1 paper tray; 1 diagonal tray; 1 adjustable keyboard tray; 1 mobile pedestal, box/file.
E0906 | Locker, Supply, General, Wall Mtd, 23"W x 20"D | 2 | VV | THIS TYPICAL INCLUDES: 1 Wall Mounted Rail 1 Locked Storage Container 2 Tray/Shelves 1 Drawer, 3"H 3 Drawers, 6"H 2 Drawers, 9"H 1 Tray/Shelf Divider Drawer Organizer Bins Consider the need for an E0921 to transport the locker from place to place.
E0912 | Locker, Supply, Med Surg, Wall Mtd | 2 | VV | Medical/Surgical Supply locker, Wall Mounted, approximately 23"W x 20"D. THIS TYPICAL INCLUDES: 1 Wall Mounted Rail 1 Locked Storage Container 4 Tray/Shelves 5 Drawers, 3"H 2 Drawers, 6"H 2 Tray/Shelf Dividers Drawer Organizer Bins Consider the need for an E0921 to transport the locker from place to place.
E1500 | Rail, MOD, W/MNTD, HX144XD | 2 | VV | Wall mounted rail used for hanging (mounting) lockers, shelves and drawers on a wall.
F0275 | Chair, Swivel, High Back | 1 | VV | Highback contemporary swivel chair, 41" high X 23" wide X 23" deep with five (5) caster swivel base and arms. Chair may be used at desks or in conference rooms. Back and seat are foam padded and upholstered with either woven textile fabric or vinyl.
F0340 | Stool, Self Adjusting | 1 | VV | Self adjusting stool. Consists of a foam padded upholstered seat with attached foot rest for added comfort. Mounted on swivel casters. Designed for doctor's use during examinations.
F2000 | Basket, Wastepaper, Fire Resistant | 1 | VV | Wastepaper basket, fire resistant, approximately 40 quart capacity. This unit is used to collect and temporarily store small quantities of paper refuse in patient rooms, administrative areas and nursing stations. Size and shape varies depending on the application and manufacturer selected.
F3200 | Clock, Battery, 12" Diameter | 1 | VV | Clock, 12" diameter. Round surface, easy to read numbers with sweep second hand. Wall mounted unit for use when impractical to install a fully synchronized clock system. Battery operated, (batteries not included).
M1801 | Computer, Microprocessing, w/Flat Panel Monitor | 1 | VV | Desk top microprocessing computer. The unit shall consist of a central processing mini tower, flat panel monitor, keyboard, mouse and speakers. The system shall have the following minimum characteristics: a 2.8 GHz Pentium processor; 512 MB memory; 80GB hard drive; 32/48x CD-ROMDVD combo; 1.44MB network interface card; video 32 MB NVIDIA; a 18 inch flat panel monitor. The computer is used throughout the facility to input, manipulate and retrieve information.
M5520 | Lensometer | 1 | VV | Lensometer. Unit includes lamps, prism measuring lens marking device, cylinder axis wheel calibrated in two 180 degree segments and a green filter for tinted glass. The instrument may be inclined between 25 to 90 degrees. Used for measuring lens.
M5705 | Gauge, Distance, Pupillary | 1 | VV | Pupillary distance gauge. Unit is electronic and features corneal reflection, LCD display, 0.5mm measurement increments, and measure fixation PD distance to 30 cm from infinity. Unit runs on battery power and is designed to measure the distance between pupils as well as corneal and pupil diameter.
M5735 | Warmer, Spectacle, Plastic | 1 | VV | Plastic spectacle warmer. Bath type. Thermostatically controlled. For use with glass beads or salt.
P3100 | Lavatory, Vitreous China, Slab Type | 1 | CC | Wall mounted, slab type, vitreous china, lavatory (approximate bowl size 7"x15"x10") with: faucet holes on 4" centers; gooseneck spout; wrist blade handles; and grid strainer. It shall be suitable for use in clinics, offices, washrooms or patient care area.
3 - EYOT2 - Exam / Treatment Room | 3 - EYOT2 - Exam / Treatment Room | 3 - EYOT2 - Exam / Treatment Room | 3 - EYOT2 - Exam / Treatment Room | 3 - EYOT2 - Exam / Treatment Room
JSN | NAME | QTY | ACQ | DESCRIPTION
A1010 | Telecommunication Outlet | 2 | CC | Telecommunication outlet location.
A1014 | Telephone, Wall Mounted, 1 Line, With Speaker | 1 | VV | Telephone, wall mounted, 1 line, with speaker.
A1066 | Mirror, Float Glass, With SS Frame | 1 | CC | A high quality 1/4" polished float glass mirror 36X18, framed in a one-piece, bright polished, stainless steel channel frame with 90Â° mitered corners. All edges of the mirror are protected by absorbing filler strips. Mirror has a galvanized steel back with integral horizontal hanging brackets and wall hanger for concealed mounting. For mounting above single wall mounted lavatories located in toilet areas, Doctors examination offices, etc. May also be used above double lavatories, either wall or countertop mounted, found in restroom areas.
A5075 | Dispenser, Soap, Disposable | 1 | VV | Disposable soap dispenser. One-handed dispensing operation. Designed to accommodate disposable soap cartridge and valve.
A5080 | Dispenser, Paper Towel, SS, Surface Mounted | 1 | CC | A surface mounted, satin finish stainless steel, single-fold, paper towel dispenser. Dispenser features: tumbler lock; front hinged at bottom; and refill indicator slot. Minimum capacity 400 single-fold paper towels. For general purpose use throughout the facility.
A5145 | Hook, Garment, Double, SS, Surface Mounted | 1 | CC | A surface mounted, satin finish stainless steel, double garment hook. Equipped with a concealed mounting bracket that is secured to a concealed wall plate. For general purpose use throughout the facility to hang various items of apparel.
E0945 | Cart, Computer, Mobile | 1 | VV | A mobile computer cart for use throughout the facility. The cart dimensions will be approximately 45" H x 30" W x 22" D with casters. May include drawers and miscellaneous other accessories that will be determined at time of purchase. This Typical may include: 1 Cart Body, w/Computer Support, Style-A Narrow, w/Raised Edge Top 1 Flip-Up Shelf 1 Sharps Container Holder 1 Wastebasket 1 Chart Holder 2 Drawers, 3"H 2 Drawers, 6"H 3 Accessory Rail, Side Drawer Organizer Bins
F0205 | Chair, Side With Arms | 1 | VV | Upholstered side chair, 32" high X 21" wide X 23" deep with arms, padded seats and padded backs. Seat height is a minimum of 17". Available with or without sled base.
F0340 | Stool, Self Adjusting | 1 | VV | Self adjusting stool. Consists of a foam padded upholstered seat with attached foot rest for added comfort. Mounted on swivel casters. Designed for doctor's use during examinations.
F2010 | Basket, Wastepaper, Step-On | 1 | VV | "Step-on" wastepaper basket with inner liner and foot petal activated flip top.
F3200 | Clock, Battery, 12" Diameter | 1 | VV | Clock, 12" diameter. Round surface, easy to read numbers with sweep second hand. Wall mounted unit for use when impractical to install a fully synchronized clock system. Battery operated, (batteries not included).
M1801 | Computer, Microprocessing, w/Flat Panel Monitor | 1 | VV | Desk top microprocessing computer. The unit shall consist of a central processing mini tower, flat panel monitor, keyboard, mouse and speakers. The system shall have the following minimum characteristics: a 2.8 GHz Pentium processor; 512 MB memory; 80GB hard drive; 32/48x CD-ROMDVD combo; 1.44MB network interface card; video 32 MB NVIDIA; a 18 inch flat panel monitor. The computer is used throughout the facility to input, manipulate and retrieve information.
M5016 | Desk, Refraction w/console, w/o Sink | 1 | VC | The ophthalmic refraction desk shall be specifically designed to conduct eye examinations in ophthalmic clinics and hospital. It shall have a control console consisting of three rechargeable instrument wells, two 110v auxiliary switches to control accessories, two low voltage switches to control fixation lights, a separate on/off dimmer control for room lights and an indirect ophthalmoscope control with hanger that provides power to the instrument when lifted. This item may include an optional equipment stand/pole with one to three arms and the ability to accept a phoropter arm. There shall be a swivel Lamp and a trial lens drawer.
M5025 | Table, Instrument, Ophthalmic, Adjustable | 1 | VV | Ophthalmic adjustable instrument table. Four toed pedestal type base with foot pedal brake or hand operated clamp for securing table adjustment. Designed for use with slit lamp, ophthalmometer, perimeter and screening instruments.
M5530 | Lamp, Slit, w/Applanation Tonometer | 1 | VV | Slit lamp with applanation tonometer. Unit consists of a base mounted ophthalmological slit lamp with head and chin rest and manual height and focusing adjustments. The instrument features a microscope head with parallel optics that will accept an applanation tonometer. Designed for use in ophthalmology during diagnostic examinations.
M5535 | Ophthalmoscope, Binocular, Indirect | 1 | VV | Binocular indirect ophthalmoscope. Unit consists of headband and crown, halogen quartz lamp, multi-coated aspherical lenses, scleral depressor and mirror. It also includes a control switch that regulates the illumination from 2 to 6 volts. Used to examine presence of blood vessels in patient's pupils.
M5536 | Ophthalmoscope, Direct | 1 | VV | The Direct Ophthalmoscope shall be an instrument for examining the back portion of the interior of the eyeball and produces an un-reversed image. The unit shall consist of a head, a rechargeable handle, 3.5 v long-life battery and a case.
M5545 | Ophthalmometer/Keratometer | 1 | VV | Keratometer/ophthalmometer. Unit features a focusing system, engraved focusing scale, positive fixation for rapid measurements, center and peripheral corneal measurements scale with a range from 30D to 60D. Unit is used for measuring corneal astigmatism.
M5562 | Tester, Visual Acuity, Video/Microprocessor Based | 1 | VV | Visual acuity tester using video (television monitor) and microprocessor technology. This equipment replaces the projector chart and projector in an eye examination lane. Wall bracing is required for mounting the unit directly to the wall without support from below. An optional floor stand can also be used. The unit requires an electrical outlet on the far end wall of the examination lane. This differs from standard eye examination room configurations which normally do not have electrical outlets in that wall. Other options include binocular vision and contrast sensitivity testing.
M5575 | Tonometer, Noncontact | 1 | VV | Non-contact tonometer. Unit includes a built-in RX selector with four diopter corrections, air pulse button, head rest, and a digital display. Used for patient's eye observation, glaucoma screening, and other routine screening through a puff of air.
M5600 | Unit, Exam, Eye, w/Motor Chair, Phoropter | 1 | VV | Eye exam phoropter unit with motor operated chair. Unit consists of an adjustable chair, and phoropter unit for eye examination, mounted on a stand. Stand includes an additive tray with keratometer arm and tray and a integral instrument tray. Unit is designed for use during ophthalmic examinations.
M5705 | Gauge, Distance, Pupillary | 1 | VV | Pupillary distance gauge. Unit is electronic and features corneal reflection, LCD display, 0.5mm measurement increments, and measure fixation PD distance to 30 cm from infinity. Unit runs on battery power and is designed to measure the distance between pupils as well as corneal and pupil diameter.
M6040 | Pachymeter, Ultrasound, Corneal | 1 | VV | Ultrasonic Pachymeter for measuring corneal thickness.
P3100 | Lavatory, Vitreous China, Slab Type | 1 | CC | Wall mounted, slab type, vitreous china, lavatory (approximate bowl size 7"x15"x10") with: faucet holes on 4" centers; gooseneck spout; wrist blade handles; and grid strainer. It shall be suitable for use in clinics, offices, washrooms or patient care area.
4 - EYOT4 - Exam / Training Room, Low Vision | 4 - EYOT4 - Exam / Training Room, Low Vision | 4 - EYOT4 - Exam / Training Room, Low Vision | 4 - EYOT4 - Exam / Training Room, Low Vision | 4 - EYOT4 - Exam / Training Room, Low Vision
JSN | NAME | QTY | ACQ | DESCRIPTION
A1010 | Telecommunication Outlet | 2 | CC | Telecommunication outlet location.
A1011 | Telephone, Desk, 1 Line | 1 | VV | Telephone, desk, 1 line.
A1066 | Mirror, Float Glass, With SS Frame | 1 | CC | A high quality 1/4" polished float glass mirror 36X18, framed in a one-piece, bright polished, stainless steel channel frame with 90Â° mitered corners. All edges of the mirror are protected by absorbing filler strips. Mirror has a galvanized steel back with integral horizontal hanging brackets and wall hanger for concealed mounting. For mounting above single wall mounted lavatories located in toilet areas, Doctors examination offices, etc. May also be used above double lavatories, either wall or countertop mounted, found in restroom areas.
A5075 | Dispenser, Soap, Disposable | 1 | VV | Disposable soap dispenser. One-handed dispensing operation. Designed to accommodate disposable soap cartridge and valve.
A5080 | Dispenser, Paper Towel, SS, Surface Mounted | 1 | CC | A surface mounted, satin finish stainless steel, single-fold, paper towel dispenser. Dispenser features: tumbler lock; front hinged at bottom; and refill indicator slot. Minimum capacity 400 single-fold paper towels. For general purpose use throughout the facility.
A5106 | Waste Disposal Unit, Sharps w/Glove Dispenser | 1 | VV | The unit is designed for the disposal of sharps and complies with OSHA guidelines for the handling of sharps. It shall house a 5 quart container and be capable of being mounted on a wall. It shall have a glove dispenser attached. The unit shall be secured by a locked enclosure.
A5145 | Hook, Garment, Double, SS, Surface Mounted | 2 | CC | A surface mounted, satin finish stainless steel, double garment hook. Equipped with a concealed mounting bracket that is secured to a concealed wall plate. For general purpose use throughout the facility to hang various items of apparel.
E0903 | Locker, Supply, w/Shelves, Wall Mtd, 23"W x 20"D | 2 | VV | THIS TYPICAL INCLUDES: 1 Wall Mounted Rail 1 Supply Locker 1 Drawer, 9"H 4 Tray/Shelves Drawer Organizers Consider the need for an E0921 to transport the locker from place to place.
E0948 | Cart, General Storage, Mobile, 42"H x 32"W x 22"D | 1 | VV | THIS TYPICAL INCLUDES: 1 Cart Body, Style-A Narrow, w/Raised Edge Top 2 Drawers, 3" H 4 Drawers, 6" H 1 Accessory Rail, Side Drawer Organizer Bins
F0210 | Chair, Side, Without Arms | 4 | VV | Upholstered side chair approximately 32" high X 19" wide X 23" deep with floor glides. Seat is non-tilting and without arms.
F0340 | Stool, Self Adjusting | 1 | VV | Self adjusting stool. Consists of a foam padded upholstered seat with attached foot rest for added comfort. Mounted on swivel casters. Designed for doctor's use during examinations.
F0820 | Table, Office, Round | 1 | VV | Round office table, approximately 29" high X 42" diameter.
F2000 | Basket, Wastepaper, Fire Resistant | 1 | VV | Wastepaper basket, fire resistant, approximately 40 quart capacity. This unit is used to collect and temporarily store small quantities of paper refuse in patient rooms, administrative areas and nursing stations. Size and shape varies depending on the application and manufacturer selected.
F2435 | Lamp, Desk, Fluorescent | 1 | VV | Fluorescent desk lamp, approximately 13"H X 9"W X 6" D with a 14" wide X 2" deep shade and two (2) 15 Watt fluorescent tubes. Size and lamp shape may vary. Used for general reading luminosity. Convenience outlet required at point of use.
F3200 | Clock, Battery, 12" Diameter | 1 | VV | Clock, 12" diameter. Round surface, easy to read numbers with sweep second hand. Wall mounted unit for use when impractical to install a fully synchronized clock system. Battery operated, (batteries not included).
M0435 | Monitor, CCTV, Small, 9" (Color) | 1 | VV | Nine (9) inch color CCTV monitor, 9" high X 9" wide X 14" deep with a 9" diagonal picture tube. Convenience outlet required at point of use.
M1801 | Computer, Microprocessing, w/Flat Panel Monitor | 2 | VV | Desk top microprocessing computer. The unit shall consist of a central processing mini tower, flat panel monitor, keyboard, mouse and speakers. The system shall have the following minimum characteristics: a 2.8 GHz Pentium processor; 512 MB memory; 80GB hard drive; 32/48x CD-ROMDVD combo; 1.44MB network interface card; video 32 MB NVIDIA; a 18 inch flat panel monitor. The computer is used throughout the facility to input, manipulate and retrieve information.
M5016 | Desk, Refraction w/console, w/o Sink | 1 | VC | The ophthalmic refraction desk shall be specifically designed to conduct eye examinations in ophthalmic clinics and hospital. It shall have a control console consisting of three rechargeable instrument wells, two 110v auxiliary switches to control accessories, two low voltage switches to control fixation lights, a separate on/off dimmer control for room lights and an indirect ophthalmoscope control with hanger that provides power to the instrument when lifted. This item may include an optional equipment stand/pole with one to three arms and the ability to accept a phoropter arm. There shall be a swivel Lamp and a trial lens drawer.
M5520 | Lensometer | 1 | VV | Lensometer. Unit includes lamps, prism measuring lens marking device, cylinder axis wheel calibrated in two 180 degree segments and a green filter for tinted glass. The instrument may be inclined between 25 to 90 degrees. Used for measuring lens.
M5530 | Lamp, Slit, w/Applanation Tonometer | 1 | VV | Slit lamp with applanation tonometer. Unit consists of a base mounted ophthalmological slit lamp with head and chin rest and manual height and focusing adjustments. The instrument features a microscope head with parallel optics that will accept an applanation tonometer. Designed for use in ophthalmology during diagnostic examinations.
M5535 | Ophthalmoscope, Binocular, Indirect | 1 | VV | Binocular indirect ophthalmoscope. Unit consists of headband and crown, halogen quartz lamp, multi-coated aspherical lenses, scleral depressor and mirror. It also includes a control switch that regulates the illumination from 2 to 6 volts. Used to examine presence of blood vessels in patient's pupils.
M5536 | Ophthalmoscope, Direct | 1 | VV | The Direct Ophthalmoscope shall be an instrument for examining the back portion of the interior of the eyeball and produces an un-reversed image. The unit shall consist of a head, a rechargeable handle, 3.5 v long-life battery and a case.
M5545 | Ophthalmometer/Keratometer | 1 | VV | Keratometer/ophthalmometer. Unit features a focusing system, engraved focusing scale, positive fixation for rapid measurements, center and peripheral corneal measurements scale with a range from 30D to 60D. Unit is used for measuring corneal astigmatism.
M5562 | Tester, Visual Acuity, Video/Microprocessor Based | 1 | VV | Visual acuity tester using video (television monitor) and microprocessor technology. This equipment replaces the projector chart and projector in an eye examination lane. Wall bracing is required for mounting the unit directly to the wall without support from below. An optional floor stand can also be used. The unit requires an electrical outlet on the far end wall of the examination lane. This differs from standard eye examination room configurations which normally do not have electrical outlets in that wall. Other options include binocular vision and contrast sensitivity testing.
M5600 | Unit, Exam, Eye, w/Motor Chair, Phoropter | 1 | VV | Eye exam phoropter unit with motor operated chair. Unit consists of an adjustable chair, and phoropter unit for eye examination, mounted on a stand. Stand includes an additive tray with keratometer arm and tray and a integral instrument tray. Unit is designed for use during ophthalmic examinations.
M5700 | Frame Set, Lens, Trial | 1 | VV | Trial lens frame set. Set consists of light weight and color-coded marked lenses, holding tray, and a complete assortment of other accessories. It is used to determine visual acuity. Set features horizontal and vertical bridge adjustments with individual adjustments for temple length and angle.
P3100 | Lavatory, Vitreous China, Slab Type | 1 | CC | Wall mounted, slab type, vitreous china, lavatory (approximate bowl size 7"x15"x10") with: faucet holes on 4" centers; gooseneck spout; wrist blade handles; and grid strainer. It shall be suitable for use in clinics, offices, washrooms or patient care area.
5 - EYVS1 - Pre-Testing Room | 5 - EYVS1 - Pre-Testing Room | 5 - EYVS1 - Pre-Testing Room | 5 - EYVS1 - Pre-Testing Room | 5 - EYVS1 - Pre-Testing Room
JSN | NAME | QTY | ACQ | DESCRIPTION
A1010 | Telecommunication Outlet | 2 | CC | Telecommunication outlet location.
A1014 | Telephone, Wall Mounted, 1 Line, With Speaker | 1 | VV | Telephone, wall mounted, 1 line, with speaker.
A1066 | Mirror, Float Glass, With SS Frame | 1 | CC | A high quality 1/4" polished float glass mirror 36X18, framed in a one-piece, bright polished, stainless steel channel frame with 90Â° mitered corners. All edges of the mirror are protected by absorbing filler strips. Mirror has a galvanized steel back with integral horizontal hanging brackets and wall hanger for concealed mounting. For mounting above single wall mounted lavatories located in toilet areas, Doctors examination offices, etc. May also be used above double lavatories, either wall or countertop mounted, found in restroom areas.
A5075 | Dispenser, Soap, Disposable | 1 | VV | Disposable soap dispenser. One-handed dispensing operation. Designed to accommodate disposable soap cartridge and valve.
A5080 | Dispenser, Paper Towel, SS, Surface Mounted | 1 | CC | A surface mounted, satin finish stainless steel, single-fold, paper towel dispenser. Dispenser features: tumbler lock; front hinged at bottom; and refill indicator slot. Minimum capacity 400 single-fold paper towels. For general purpose use throughout the facility.
A5145 | Hook, Garment, Double, SS, Surface Mounted | 1 | CC | A surface mounted, satin finish stainless steel, double garment hook. Equipped with a concealed mounting bracket that is secured to a concealed wall plate. For general purpose use throughout the facility to hang various items of apparel.
A6046 | Artwork, Decorative, With Frame | 1 | VV | This JSN is to be used for determining and defining location of decorative artwork.
E0945 | Cart, Computer, Mobile | 1 | VV | A mobile computer cart for use throughout the facility. The cart dimensions will be approximately 45" H x 30" W x 22" D with casters. May include drawers and miscellaneous other accessories that will be determined at time of purchase. This Typical may include: 1 Cart Body, w/Computer Support, Style-A Narrow, w/Raised Edge Top 1 Flip-Up Shelf 1 Sharps Container Holder 1 Wastebasket 1 Chart Holder 2 Drawers, 3"H 2 Drawers, 6"H 3 Accessory Rail, Side Drawer Organizer Bins
F0205 | Chair, Side With Arms | 1 | VV | Upholstered side chair, 32" high X 21" wide X 23" deep with arms, padded seats and padded backs. Seat height is a minimum of 17". Available with or without sled base.
F0340 | Stool, Self Adjusting | 2 | VV | Self adjusting stool. Consists of a foam padded upholstered seat with attached foot rest for added comfort. Mounted on swivel casters. Designed for doctor's use during examinations.
F2010 | Basket, Wastepaper, Step-On | 1 | VV | "Step-on" wastepaper basket with inner liner and foot petal activated flip top.
F3200 | Clock, Battery, 12" Diameter | 1 | VV | Clock, 12" diameter. Round surface, easy to read numbers with sweep second hand. Wall mounted unit for use when impractical to install a fully synchronized clock system. Battery operated, (batteries not included).
M1801 | Computer, Microprocessing, w/Flat Panel Monitor | 1 | VV | Desk top microprocessing computer. The unit shall consist of a central processing mini tower, flat panel monitor, keyboard, mouse and speakers. The system shall have the following minimum characteristics: a 2.8 GHz Pentium processor; 512 MB memory; 80GB hard drive; 32/48x CD-ROMDVD combo; 1.44MB network interface card; video 32 MB NVIDIA; a 18 inch flat panel monitor. The computer is used throughout the facility to input, manipulate and retrieve information.
M5025 | Table, Instrument, Ophthalmic, Adjustable | 1 | VV | Ophthalmic adjustable instrument table. Four toed pedestal type base with foot pedal brake or hand operated clamp for securing table adjustment. Designed for use with slit lamp, ophthalmometer, perimeter and screening instruments.
M5027 | Table, Multiple Instrument, Ophthalmic | 1 | VV | A multiple instrument ophthalmic table. This table is designed to hold up to three ophthalmologic instruments allowing the patient to turn only slightly between them for testing. The table top is adjustable from approximately 26" to 38" and facilitates complete wheelchair accessibility to all instruments.
M5500 | Autorefractor, Ophthalmic | 1 | VV | Ophthalmic autorefractor. Unit is a tabletop model consisting of a instant display TV monitor, forehead rest, measuring head, height adjustment ring, and joystick lever. It features an automatic fogging and a high speed printer. Designed for visual acuity screening.
M5570 | Armed Forces Vision Tester | 1 | VV | Armed Forces Vision Tester. Unit is spring balanced for easy height adjustment and has a tension lock. It contains rotating drums for slide alignment and 5 point tests. It is designed to provide accurate vision screening for near point and far point vision. This unit is a special order item normally procured through DSCP. This item is designed for the government and is not available on the open market.
M5575 | Tonometer, Noncontact | 1 | VV | Non-contact tonometer. Unit includes a built-in RX selector with four diopter corrections, air pulse button, head rest, and a digital display. Used for patient's eye observation, glaucoma screening, and other routine screening through a puff of air.
M6045 | Corneal Topography Unit | 1 | VV | Computerized corneal mapping system for pre- and post- surgical diagnosis of astigmatism, refractive error, irregularly shaped corneas and other eye conditions. The unit performs analysis of 5,000 - 6,000 different points on a ring pattern reflected from the patient's cornea to quantify the curvature and contours of the corneal surface.
P3100 | Lavatory, Vitreous China, Slab Type | 1 | CC | Wall mounted, slab type, vitreous china, lavatory (approximate bowl size 7"x15"x10") with: faucet holes on 4" centers; gooseneck spout; wrist blade handles; and grid strainer. It shall be suitable for use in clinics, offices, washrooms or patient care area.
6 - EYVF1 - Visual Fields Room | 6 - EYVF1 - Visual Fields Room | 6 - EYVF1 - Visual Fields Room | 6 - EYVF1 - Visual Fields Room | 6 - EYVF1 - Visual Fields Room
JSN | NAME | QTY | ACQ | DESCRIPTION
A1010 | Telecommunication Outlet | 2 | CC | Telecommunication outlet location.
A1016 | Telephone, Desk, With Speaker | 1 | VV | Telephone, desk, with speaker.
A5075 | Dispenser, Soap, Disposable | 1 | VV | Disposable soap dispenser. One-handed dispensing operation. Designed to accommodate disposable soap cartridge and valve.
A5080 | Dispenser, Paper Towel, SS, Surface Mounted | 1 | CC | A surface mounted, satin finish stainless steel, single-fold, paper towel dispenser. Dispenser features: tumbler lock; front hinged at bottom; and refill indicator slot. Minimum capacity 400 single-fold paper towels. For general purpose use throughout the facility.
A5107 | Dispenser, Glove, Surgical/Examination, Wall Mntd | 1 | VV | Examination three (Small Medium, Large) glove dispenser box for wall mounting. Fabricated of either cold rolled steel with a white baked enamel finish, plastic or acrylic. Hardware not included, Option 3 powder coated steel.
A5145 | Hook, Garment, Double, SS, Surface Mounted | 1 | CC | A surface mounted, satin finish stainless steel, double garment hook. Equipped with a concealed mounting bracket that is secured to a concealed wall plate. For general purpose use throughout the facility to hang various items of apparel.
C02Q0 | Cabinet, Sink, U/C/B, 1 Door, 36x24x22 | 1 | CC | Standing height under counter base sink cabinet with a solid right or left-hinged door (appropriate door configuration to be indicated on equipment elevation drawings). Also referred to as a single-door sink cabinet. For general purpose use throughout the facility where a sink is to be used. Coordinate actual clear cabinet dimension with the actual outside dimension of sink that is specified to ensure that they are compatible.
CS010 | Sink, SS, Single Compartment, 7.5x12x12 ID | 1 | CC | Single compartment stainless steel sink, drop-in, self-rimming, ledge-type, connected with a drain and provided with a mixing faucet. It shall also be provided with pre-punched fixture holes on 4" center, integral back ledge to accommodate deck-mounted fixtures, brushed/polished interior and top surfaces, and sound deadened. Recommended for use in suspended or U/C/B sink cabinets having a high plastic laminate or Chemsurf laminate countertop/work surface. For general purpose use throughout the facility.
CT020 | Countertop, Solid Surface | 1 | CC | A solid, nonporous countertop with a smooth seamless appearance. Easy to clean and maintain and with proper cleaning does not support the growth of mold. An acrylic-based solid surface product. Standard thickness of 1", and a 4" butt backsplash/curb. Also referred to as a work surface or work top. Available in a choice of colors and depths. Used in lab and other hospital areas requiring optimum physical and chemical resisting properties.
E0210 | Worksurface, w/Overhead Cab, Wall Mtd, 48" W | 1 | VV | THIS TYPICAL INCLUDES: 2 Vertical Hanging Strips 1 Lockable Flipper Unit 1 Shelf, Storage/Display 1 Light 1 Cantilevered Work Surface
F0300 | Chair, Task, Swivel, With Arms | 1 | VV | Task chair, approximately 34" H X 26" W X 22" D with adjustable arms and a five caster adjustable swivel base. Seat and back are foam padded and upholstered in woven fabric or vinyl.
F0340 | Stool, Self Adjusting | 1 | VV | Self adjusting stool. Consists of a foam padded upholstered seat with attached foot rest for added comfort. Mounted on swivel casters. Designed for doctor's use during examinations.
F2010 | Basket, Wastepaper, Step-On | 1 | VV | "Step-on" wastepaper basket with inner liner and foot petal activated flip top.
F3200 | Clock, Battery, 12" Diameter | 1 | VV | Clock, 12" diameter. Round surface, easy to read numbers with sweep second hand. Wall mounted unit for use when impractical to install a fully synchronized clock system. Battery operated, (batteries not included).
M1801 | Computer, Microprocessing, w/Flat Panel Monitor | 2 | VV | Desk top microprocessing computer. The unit shall consist of a central processing mini tower, flat panel monitor, keyboard, mouse and speakers. The system shall have the following minimum characteristics: a 2.8 GHz Pentium processor; 512 MB memory; 80GB hard drive; 32/48x CD-ROMDVD combo; 1.44MB network interface card; video 32 MB NVIDIA; a 18 inch flat panel monitor. The computer is used throughout the facility to input, manipulate and retrieve information.
M1802 | Work Station, Computer, Retractable, Wall Mounted | 1 | VV | A wall mounted retractable work station. Work station is used as a computer station in treatment rooms, exam rooms and areas where physical space in limited.
M5500 | Autorefractor, Ophthalmic | 1 | VV | Ophthalmic autorefractor. Unit is a tabletop model consisting of a instant display TV monitor, forehead rest, measuring head, height adjustment ring, and joystick lever. It features an automatic fogging and a high speed printer. Designed for visual acuity screening.
M5510 | Camera, Fundus, Digital | 1 | VV | The digital fundus camera system is designed for use in diagnosing and recording ocular disorders. It shall consist of a digital imager, computer, monitor, chin rest, joy stick and software to record, store, edit and print digital images. The system may also include a system table and an adjustable patient table.
M5520 | Lensometer | 1 | VV | Lensometer. Unit includes lamps, prism measuring lens marking device, cylinder axis wheel calibrated in two 180 degree segments and a green filter for tinted glass. The instrument may be inclined between 25 to 90 degrees. Used for measuring lens.
M5555 | Perimeter, Automated | 1 | VV | Automated ophthalmic perimeter. Unit has on screen display for rapid and accurate alignment of patients automatic pupil size measurement, seven different fixation aids, ergonomic chin rest, several threshold strategies, and high target intensity.
M6040 | Pachymeter, Ultrasound, Corneal | 1 | VV | Ultrasonic Pachymeter for measuring corneal thickness.
7 - EYVS1 - Photography Room | 7 - EYVS1 - Photography Room | 7 - EYVS1 - Photography Room | 7 - EYVS1 - Photography Room | 7 - EYVS1 - Photography Room
JSN | NAME | QTY | ACQ | DESCRIPTION
A1010 | Telecommunication Outlet | 2 | CC | Telecommunication outlet location.
A1014 | Telephone, Wall Mounted, 1 Line, With Speaker | 1 | VV | Telephone, wall mounted, 1 line, with speaker.
A1066 | Mirror, Float Glass, With SS Frame | 1 | CC | A high quality 1/4" polished float glass mirror 36X18, framed in a one-piece, bright polished, stainless steel channel frame with 90Â° mitered corners. All edges of the mirror are protected by absorbing filler strips. Mirror has a galvanized steel back with integral horizontal hanging brackets and wall hanger for concealed mounting. For mounting above single wall mounted lavatories located in toilet areas, Doctors examination offices, etc. May also be used above double lavatories, either wall or countertop mounted, found in restroom areas.
A5075 | Dispenser, Soap, Disposable | 1 | VV | Disposable soap dispenser. One-handed dispensing operation. Designed to accommodate disposable soap cartridge and valve.
A5080 | Dispenser, Paper Towel, SS, Surface Mounted | 1 | CC | A surface mounted, satin finish stainless steel, single-fold, paper towel dispenser. Dispenser features: tumbler lock; front hinged at bottom; and refill indicator slot. Minimum capacity 400 single-fold paper towels. For general purpose use throughout the facility.
A5145 | Hook, Garment, Double, SS, Surface Mounted | 1 | CC | A surface mounted, satin finish stainless steel, double garment hook. Equipped with a concealed mounting bracket that is secured to a concealed wall plate. For general purpose use throughout the facility to hang various items of apparel.
A6046 | Artwork, Decorative, With Frame | 1 | VV | This JSN is to be used for determining and defining location of decorative artwork.
E0945 | Cart, Computer, Mobile | 1 | VV | A mobile computer cart for use throughout the facility. The cart dimensions will be approximately 45" H x 30" W x 22" D with casters. May include drawers and miscellaneous other accessories that will be determined at time of purchase. This Typical may include: 1 Cart Body, w/Computer Support, Style-A Narrow, w/Raised Edge Top 1 Flip-Up Shelf 1 Sharps Container Holder 1 Wastebasket 1 Chart Holder 2 Drawers, 3"H 2 Drawers, 6"H 3 Accessory Rail, Side Drawer Organizer Bins
F0205 | Chair, Side With Arms | 1 | VV | Upholstered side chair, 32" high X 21" wide X 23" deep with arms, padded seats and padded backs. Seat height is a minimum of 17". Available with or without sled base.
F0340 | Stool, Self Adjusting | 2 | VV | Self adjusting stool. Consists of a foam padded upholstered seat with attached foot rest for added comfort. Mounted on swivel casters. Designed for doctor's use during examinations.
F2010 | Basket, Wastepaper, Step-On | 1 | VV | "Step-on" wastepaper basket with inner liner and foot petal activated flip top.
F3200 | Clock, Battery, 12" Diameter | 1 | VV | Clock, 12" diameter. Round surface, easy to read numbers with sweep second hand. Wall mounted unit for use when impractical to install a fully synchronized clock system. Battery operated, (batteries not included).
M1801 | Computer, Microprocessing, w/Flat Panel Monitor | 1 | VV | Desk top microprocessing computer. The unit shall consist of a central processing mini tower, flat panel monitor, keyboard, mouse and speakers. The system shall have the following minimum characteristics: a 2.8 GHz Pentium processor; 512 MB memory; 80GB hard drive; 32/48x CD-ROMDVD combo; 1.44MB network interface card; video 32 MB NVIDIA; a 18 inch flat panel monitor. The computer is used throughout the facility to input, manipulate and retrieve information.
M5025 | Table, Instrument, Ophthalmic, Adjustable | 1 | VV | Ophthalmic adjustable instrument table. Four toed pedestal type base with foot pedal brake or hand operated clamp for securing table adjustment. Designed for use with slit lamp, ophthalmometer, perimeter and screening instruments.
M5027 | Table, Multiple Instrument, Ophthalmic | 1 | VV | A multiple instrument ophthalmic table. This table is designed to hold up to three ophthalmologic instruments allowing the patient to turn only slightly between them for testing. The table top is adjustable from approximately 26" to 38" and facilitates complete wheelchair accessibility to all instruments.
M5500 | Autorefractor, Ophthalmic | 1 | VV | Ophthalmic autorefractor. Unit is a tabletop model consisting of a instant display TV monitor, forehead rest, measuring head, height adjustment ring, and joystick lever. It features an automatic fogging and a high speed printer. Designed for visual acuity screening.
M5570 | Armed Forces Vision Tester | 1 | VV | Armed Forces Vision Tester. Unit is spring balanced for easy height adjustment and has a tension lock. It contains rotating drums for slide alignment and 5 point tests. It is designed to provide accurate vision screening for near point and far point vision. This unit is a special order item normally procured through DSCP. This item is designed for the government and is not available on the open market.
M5575 | Tonometer, Noncontact | 1 | VV | Non-contact tonometer. Unit includes a built-in RX selector with four diopter corrections, air pulse button, head rest, and a digital display. Used for patient's eye observation, glaucoma screening, and other routine screening through a puff of air.
M6045 | Corneal Topography Unit | 1 | VV | Computerized corneal mapping system for pre- and post- surgical diagnosis of astigmatism, refractive error, irregularly shaped corneas and other eye conditions. The unit performs analysis of 5,000 - 6,000 different points on a ring pattern reflected from the patient's cornea to quantify the curvature and contours of the corneal surface.
P3100 | Lavatory, Vitreous China, Slab Type | 1 | CC | Wall mounted, slab type, vitreous china, lavatory (approximate bowl size 7"x15"x10") with: faucet holes on 4" centers; gooseneck spout; wrist blade handles; and grid strainer. It shall be suitable for use in clinics, offices, washrooms or patient care area.
8 - WRTM1 - Teamwork Area, Eye Clinic | 8 - WRTM1 - Teamwork Area, Eye Clinic | 8 - WRTM1 - Teamwork Area, Eye Clinic | 8 - WRTM1 - Teamwork Area, Eye Clinic | 8 - WRTM1 - Teamwork Area, Eye Clinic
JSN | NAME | QTY | ACQ | DESCRIPTION
A1010 | Telecommunication Outlet | 4 | CC | Telecommunication outlet location.
A1015 | Telephone, Desk, Multiple Line | 2 | VV | Telephone, desk, multiple line.
E0123 | Workstation, Straight, Free Standing, 72" W | 4 | VV | This JSN will provide a whole work station typical to quickly plan work in areas in clinical or administrative spaces. There will be a price decrease if typical work stations are used with vertical hanging strips instead of panels. THIS TYPICAL INCLUDES: 4 Standard Solid Panels 2 Panel Connectors, 2-Way Corner 1 Panel-to-Panel Connector 2 Finished End Hardware 1 Cantilevered, Work Surface 2 Lockable Flipper Units 2 Shelf, Storage/Displays 2 Lights 1 Tack board 1 Tool Rail 1 Paper Tray 1 Diagonal Tray 1 Adjustable Keyboard Tray 1 Mobile Pedestal, Box/File
F0275 | Chair, Swivel, High Back | 4 | VV | Highback contemporary swivel chair, 41" high X 23" wide X 23" deep with five (5) caster swivel base and arms. Chair may be used at desks or in conference rooms. Back and seat are foam padded and upholstered with either woven textile fabric or vinyl.
F0420 | Cabinet, Filing, Lateral, Half Height | 2 | VV | Half height two (2) or three (3) drawer lateral filing cabinet, 28" high X 42" wide X 18" deep with recessed handles, locking device and drawer label holders. Drawers are adaptable to either letter or legal size materials.
F2000 | Basket, Wastepaper, Fire Resistant | 4 | VV | Wastepaper basket, fire resistant, approximately 40 quart capacity. This unit is used to collect and temporarily store small quantities of paper refuse in patient rooms, administrative areas and nursing stations. Size and shape varies depending on the application and manufacturer selected.
F3200 | Clock, Battery, 12" Diameter | 1 | VV | Clock, 12" diameter. Round surface, easy to read numbers with sweep second hand. Wall mounted unit for use when impractical to install a fully synchronized clock system. Battery operated, (batteries not included).
M1801 | Computer, Microprocessing, w/Flat Panel Monitor | 4 | VV | Desk top microprocessing computer. The unit shall consist of a central processing mini tower, flat panel monitor, keyboard, mouse and speakers. The system shall have the following minimum characteristics: a 2.8 GHz Pentium processor; 512 MB memory; 80GB hard drive; 32/48x CD-ROMDVD combo; 1.44MB network interface card; video 32 MB NVIDIA; a 18 inch flat panel monitor. The computer is used throughout the facility to input, manipulate and retrieve information.
9 - OFA09 - Office, Blind Rehabilitation (VIST) Counselor | 9 - OFA09 - Office, Blind Rehabilitation (VIST) Counselor | 9 - OFA09 - Office, Blind Rehabilitation (VIST) Counselor | 9 - OFA09 - Office, Blind Rehabilitation (VIST) Counselor | 9 - OFA09 - Office, Blind Rehabilitation (VIST) Counselor
JSN | NAME | QTY | ACQ | DESCRIPTION
A1010 | Telecommunication Outlet | 2 | CC | Telecommunication outlet location.
A1015 | Telephone, Desk, Multiple Line | 1 | VV | Telephone, desk, multiple line.
A5145 | Hook, Garment, Double, SS, Surface Mounted | 1 | CC | A surface mounted, satin finish stainless steel, double garment hook. Equipped with a concealed mounting bracket that is secured to a concealed wall plate. For general purpose use throughout the facility to hang various items of apparel.
E0090 | Workstation, L-Shaped, Free Standing, 72x72 | 1 | VV | THIS TYPICAL INCLUDES: 4 Standard Solid Panels 2 Panel-to-Panel Connectors 1 Panel Connector, 2-Way Corner 2 Finished End Hardware 2 Lockable Flipper Units 2 Shelves, Storage/Display 3 Lights 3 Tackboards 2 Cantilevered Work Surfaces 1 Adjustable Keyboard Tray 1 Mobile Pedestal, Box/File 1 Pencil Drawer 2 Support Panels
F0205 | Chair, Side With Arms | 1 | VV | Upholstered side chair, 32" high X 21" wide X 23" deep with arms, padded seats and padded backs. Seat height is a minimum of 17". Available with or without sled base.
F0275 | Chair, Swivel, High Back | 1 | VV | Highback contemporary swivel chair, 41" high X 23" wide X 23" deep with five (5) caster swivel base and arms. Chair may be used at desks or in conference rooms. Back and seat are foam padded and upholstered with either woven textile fabric or vinyl.
F0420 | Cabinet, Filing, Lateral, Half Height | 1 | VV | Half height two (2) or three (3) drawer lateral filing cabinet, 28" high X 42" wide X 18" deep with recessed handles, locking device and drawer label holders. Drawers are adaptable to either letter or legal size materials.
F2000 | Basket, Wastepaper, Fire Resistant | 1 | VV | Wastepaper basket, fire resistant, approximately 40 quart capacity. This unit is used to collect and temporarily store small quantities of paper refuse in patient rooms, administrative areas and nursing stations. Size and shape varies depending on the application and manufacturer selected.
F3200 | Clock, Battery, 12" Diameter | 1 | VV | Clock, 12" diameter. Round surface, easy to read numbers with sweep second hand. Wall mounted unit for use when impractical to install a fully synchronized clock system. Battery operated, (batteries not included).
M1801 | Computer, Microprocessing, w/Flat Panel Monitor | 1 | VV | Desk top microprocessing computer. The unit shall consist of a central processing mini tower, flat panel monitor, keyboard, mouse and speakers. The system shall have the following minimum characteristics: a 2.8 GHz Pentium processor; 512 MB memory; 80GB hard drive; 32/48x CD-ROMDVD combo; 1.44MB network interface card; video 32 MB NVIDIA; a 18 inch flat panel monitor. The computer is used throughout the facility to input, manipulate and retrieve information.
10 - OFA09 - Office, Supervisor | 10 - OFA09 - Office, Supervisor | 10 - OFA09 - Office, Supervisor | 10 - OFA09 - Office, Supervisor | 10 - OFA09 - Office, Supervisor
JSN | NAME | QTY | ACQ | DESCRIPTION
A1010 | Telecommunication Outlet | 2 | CC | Telecommunication outlet location.
A1015 | Telephone, Desk, Multiple Line | 1 | VV | Telephone, desk, multiple line.
A5145 | Hook, Garment, Double, SS, Surface Mounted | 1 | CC | A surface mounted, satin finish stainless steel, double garment hook. Equipped with a concealed mounting bracket that is secured to a concealed wall plate. For general purpose use throughout the facility to hang various items of apparel.
E0090 | Workstation, L-Shaped, Free Standing, 72x72 | 1 | VV | THIS TYPICAL INCLUDES: 4 Standard Solid Panels 2 Panel-to-Panel Connectors 1 Panel Connector, 2-Way Corner 2 Finished End Hardware 2 Lockable Flipper Units 2 Shelves, Storage/Display 3 Lights 3 Tackboards 2 Cantilevered Work Surfaces 1 Adjustable Keyboard Tray 1 Mobile Pedestal, Box/File 1 Pencil Drawer 2 Support Panels
F0205 | Chair, Side With Arms | 1 | VV | Upholstered side chair, 32" high X 21" wide X 23" deep with arms, padded seats and padded backs. Seat height is a minimum of 17". Available with or without sled base.
F0275 | Chair, Swivel, High Back | 1 | VV | Highback contemporary swivel chair, 41" high X 23" wide X 23" deep with five (5) caster swivel base and arms. Chair may be used at desks or in conference rooms. Back and seat are foam padded and upholstered with either woven textile fabric or vinyl.
F0420 | Cabinet, Filing, Lateral, Half Height | 1 | VV | Half height two (2) or three (3) drawer lateral filing cabinet, 28" high X 42" wide X 18" deep with recessed handles, locking device and drawer label holders. Drawers are adaptable to either letter or legal size materials.
F2000 | Basket, Wastepaper, Fire Resistant | 1 | VV | Wastepaper basket, fire resistant, approximately 40 quart capacity. This unit is used to collect and temporarily store small quantities of paper refuse in patient rooms, administrative areas and nursing stations. Size and shape varies depending on the application and manufacturer selected.
F3200 | Clock, Battery, 12" Diameter | 1 | VV | Clock, 12" diameter. Round surface, easy to read numbers with sweep second hand. Wall mounted unit for use when impractical to install a fully synchronized clock system. Battery operated, (batteries not included).
M1801 | Computer, Microprocessing, w/Flat Panel Monitor | 1 | VV | Desk top microprocessing computer. The unit shall consist of a central processing mini tower, flat panel monitor, keyboard, mouse and speakers. The system shall have the following minimum characteristics: a 2.8 GHz Pentium processor; 512 MB memory; 80GB hard drive; 32/48x CD-ROMDVD combo; 1.44MB network interface card; video 32 MB NVIDIA; a 18 inch flat panel monitor. The computer is used throughout the facility to input, manipulate and retrieve information.
8 - MENTAL HEALTH CLINIC | 8 - MENTAL HEALTH CLINIC | 8 - MENTAL HEALTH CLINIC | 8 - MENTAL HEALTH CLINIC | 8 - MENTAL HEALTH CLINIC
1 - EXPA1 - Exam Room, Mental Health | 1 - EXPA1 - Exam Room, Mental Health | 1 - EXPA1 - Exam Room, Mental Health | 1 - EXPA1 - Exam Room, Mental Health | 1 - EXPA1 - Exam Room, Mental Health
JSN | NAME | QTY | ACQ | DESCRIPTION
A1010 | Telecommunication Outlet | 1 | CC | Telecommunication outlet location.
A1012 | Telephone, Wall Mounted, 1 Line | 1 | VV | Telephone, wall mounted, 1 line.
A1066 | Mirror, Float Glass, With SS Frame | 1 | CC | A high quality 1/4" polished float glass mirror 36X18, framed in a one-piece, bright polished, stainless steel channel frame with 90Â° mitered corners. All edges of the mirror are protected by absorbing filler strips. Mirror has a galvanized steel back with integral horizontal hanging brackets and wall hanger for concealed mounting. For mounting above single wall mounted lavatories located in toilet areas, Doctors examination offices, etc. May also be used above double lavatories, either wall or countertop mounted, found in restroom areas.
A1132 | Rail, Accessory Mounting, Length As Required | 1 | VC | Horizontal equipment mounting rail with lock mounting devices capable of; supporting up to 75 pounds each, being repositioned, and mounting and dismounting of equipment without the use of tools (special tools may be required to unlock adapter that was previously locked to the rail). The rail must be capable of supporting medical equipment and accessories normally found in exam or patient rooms. The rail system must be capable of mounting and dismounting equipment without leaving or creating new holes in the finished surface of the wall. The rail system utilizes a series of mounting plates and adapters specific to the device being mounted to the rail. The plate and adapter rail mounting kit must be specified to match the equipment being mounted to the equipment rail.
A1203 | Lift System, Overhead, Bariatric | 1 | CC | An overhead ceiling mounted rail system specifically designed for bariatric patient lifting and movement within a patient room. The system will consist of recessed or ceiling mounted primary and secondary rails, lift motor with carriage, patient harness or seat, and a hand controller or control box with charger (other charging options may be available). System will facilitate lifting and movement of patient to and from bed, to stretcher, chair, bathroom or other requirements. Lifting capacity is 1000 pounds. Custom design of track layout by manufacturer is essential to meet individual facility requirements.
A5075 | Dispenser, Soap, Disposable | 1 | VV | Disposable soap dispenser. One-handed dispensing operation. Designed to accommodate disposable soap cartridge and valve.
A5080 | Dispenser, Paper Towel, SS, Surface Mounted | 1 | CC | A surface mounted, satin finish stainless steel, single-fold, paper towel dispenser. Dispenser features: tumbler lock; front hinged at bottom; and refill indicator slot. Minimum capacity 400 single-fold paper towels. For general purpose use throughout the facility.
A5107 | Dispenser, Glove, Surgical/Examination, Wall Mntd | 1 | VV | Examination three (Small Medium, Large) glove dispenser box for wall mounting. Fabricated of either cold rolled steel with a white baked enamel finish, plastic or acrylic. Hardware not included, Option 3 powder coated steel.
A5108 | Waste Disposal Unit, Sharps | 1 | VV | A container for collecting and transporting syringes and other sharps for decontamination and disposal. Available in 2 gallon and 8 gallon with locking rotor. Complies with OSHA regulations for handling sharps.
A5145 | Hook, Garment, Double, SS, Surface Mounted | 2 | CC | A surface mounted, satin finish stainless steel, double garment hook. Equipped with a concealed mounting bracket that is secured to a concealed wall plate. For general purpose use throughout the facility to hang various items of apparel.
A5180 | Track, Cubicle, Surface Mounted, With Curtain | 12 | VV | Surface mounted cubicle track, with curtain. Track constructed of thick extruded aluminum. Equipped with self lubricating carriers, beaded drop chain hooks, and flame resistant curtain. To include removable end caps. Designed to be suspended around patient areas where privacy is needed. Price listed is per foot of the track, curtains to be priced per quote.
C01Q0 | Cabinet, Sink, U/C/B, 1 Door, 36x18x22 | 1 | CC | Standing height under counter base sink cabinet with a solid right or left-hinged door (appropriate door configuration to be indicated on equipment elevation drawings). Also referred to as a single-door sink cabinet. For general purpose use throughout the facility where a sink is to be used. Coordinate actual clear cabinet dimension with the actual outside dimension of sink that is specified to ensure that they are compatible.
CD040 | Cabinet, W/H, 2 Shelf, 2 DO, Sloping Top, 38x36x13 | 1 | CC | Wall hung cabinet with two adjustable shelves, solid hinged doors, and sloping top. Also referred to as a solid hinged double door wall case. For general purpose use throughout the facility.
CS010 | Sink, SS, Single Compartment, 7.5x12x12 ID | 1 | CC | Single compartment stainless steel sink, drop-in, self-rimming, ledge-type, connected with a drain and provided with a mixing faucet. It shall also be provided with pre-punched fixture holes on 4" center, integral back ledge to accommodate deck-mounted fixtures, brushed/polished interior and top surfaces, and sound deadened. Recommended for use in suspended or U/C/B sink cabinets having a high plastic laminate or Chemsurf laminate countertop/work surface. For general purpose use throughout the facility.
CT020 | Countertop, Solid Surface | 1 | CC | A solid, nonporous countertop with a smooth seamless appearance. Easy to clean and maintain and with proper cleaning does not support the growth of mold. An acrylic-based solid surface product. Standard thickness of 1", and a 4" butt backsplash/curb. Also referred to as a work surface or work top. Available in a choice of colors and depths. Used in lab and other hospital areas requiring optimum physical and chemical resisting properties.
E0948 | Cart, General Storage, Mobile, 42"H x 32"W x 22"D | 1 | VV | THIS TYPICAL INCLUDES: 1 Cart Body, Style-A Narrow, w/Raised Edge Top 2 Drawers, 3" H 4 Drawers, 6" H 1 Accessory Rail, Side Drawer Organizer Bins
F0206 | Chair, Side, Bariatric, With Arms | 1 | VV | A bariatric side chair with arms for use in a waiting room, lobby or other patient area. Chair will have a padded seat and back and have a capacity of 800 pounds.
F0340 | Stool, Self Adjusting | 1 | VV | Self adjusting stool. Consists of a foam padded upholstered seat with attached foot rest for added comfort. Mounted on swivel casters. Designed for doctor's use during examinations.
F2010 | Basket, Wastepaper, Step-On | 1 | VV | "Step-on" wastepaper basket with inner liner and foot petal activated flip top.
F2310 | Rack, Pamphlet, Wall Mounted | 1 | VV | Wall mounted pamphlet rack up to 12 (twelve) pamphlet holding pockets. Unit is used to store and display educational pamphlets.
F3025 | Board, Bulletin, Wood Framed | 1 | VV | Bulletin board approximately 36"W x 24"H. Wood framed 1/2" cork posting panel with moisture proof backing. Units are factory assembled and have keyhole hangers for easy installation.
F3200 | Clock, Battery, 12" Diameter | 1 | VV | Clock, 12" diameter. Round surface, easy to read numbers with sweep second hand. Wall mounted unit for use when impractical to install a fully synchronized clock system. Battery operated, (batteries not included).
M0506 | Television, Flat Screen | 1 | VV | Flat screen television with approximately 32'" to 40' diagonal screen size. The TV will have built-in speakers, NTSC tuner, a 16:9 wide screen aspect ratio, a minimum of 1280 x 768 resolution and a remote control.
M1801 | Computer, Microprocessing, w/Flat Panel Monitor | 1 | VV | Desk top microprocessing computer. The unit shall consist of a central processing mini tower, flat panel monitor, keyboard, mouse and speakers. The system shall have the following minimum characteristics: a 2.8 GHz Pentium processor; 512 MB memory; 80GB hard drive; 32/48x CD-ROMDVD combo; 1.44MB network interface card; video 32 MB NVIDIA; a 18 inch flat panel monitor. The computer is used throughout the facility to input, manipulate and retrieve information.
M1802 | Work Station, Computer, Retractable, Wall Mounted | 1 | VV | A wall mounted retractable work station. Work station is used as a computer station in treatment rooms, exam rooms and areas where physical space in limited.
M1825 | Printer, Computer | 1 | VV | High resolution computer printer with a variety of type styles and sheet/envelope feeder trays. Database information reflects network ready, medium duty office style laser printers. Other types of printers (bubble jet, dot matrix, line or plotter) as well as light or heavy use capabilities are available.
M4100 | Sphygmomanometer, Aneroid, Wall Mounted | 1 | VV | Aneroid sphygmomanometer. Unit is wall mounted and has large graphic dial display for easy reading from all angles. It has a 90 degree (angle) swivel and 10 degree (angle) forward tilt to reduce glare. Unit accuracy is within 1% of reading. Sturdy impact-resistant construction.
M4116 | Monitor, Vital Signs | 1 | VV | Electronic sphygmomanometer. LCD displays non-invasive blood pressure, pulse rate and temperature. Used in hospitals and clinics. Includes an optional mobile stand.
M4200 | Otoscope/Ophthalmoscope, Wall Mounted | 1 | VV | Wall mounted otoscope and ophthalmoscope. Includes 6 foot line cord and plug and accepts and includes two handles. Contains head turn-on/turn-off, built-in speculum tray and 8 foot coiled cords. Unit is designed for use in patient exam rooms.
M7401 | Light, Exam, Mobile, Spotlight, Mobile Stand | 1 | VV | The exam light shall be a mobile floor unit. The light will be a halogen bulb or LED that can produce a continuous and homogeneous spot of light adjustable from 5 to 9 inches in diameter from a set distance. The light intensity shall be a minimum of 750 foot-candles at a distance of 16 inches and have a color temperature of 3,200 degrees Kelvin. The unit will consist of an arm or sleeve of approximately 45 inches in length to allow for easy arm rotation and arm movement up and down. The unit shall be mounted on a caster base for easy movement.,
M9025 | Table, Examination/Treatment, With Cabinet | 1 | VV | Table, examination/treatment with cabinet. Cabinet type exam table with three section upholstered top adjustable to a full chair position. Concealed heel stirrups, dual outlets, drawers, and storage space with optional armboard. Unit is designed for general use in examination/treatment rooms.
2 - OPMH1 - Group Therapy Room, Mental Health | 2 - OPMH1 - Group Therapy Room, Mental Health | 2 - OPMH1 - Group Therapy Room, Mental Health | 2 - OPMH1 - Group Therapy Room, Mental Health | 2 - OPMH1 - Group Therapy Room, Mental Health
JSN | NAME | QTY | ACQ | DESCRIPTION
A1012 | Telephone, Wall Mounted, 1 Line | 1 | VV | Telephone, wall mounted, 1 line.
A5212 | Bracket, Television, Wall-Mounted, Tilt/Angle | 1 | VV | A wall mounted, tilt/angled TV bracket for 37" to 80" TVs. Mount will be a universal and VESA compliant unit with a load capacity of up to 130 lbs.
A5220 | Bracket, Television, Wall Backing | 1 | CC | Wall mounted television bracket backing which provides additional support and strength for the installation of the television bracket. Option available for interior or exterior plate and sized for 12â€ 16â€ or 24â€ stud spacing.
E0945 | Cart, Computer, Mobile | 2 | VV | A mobile computer cart for use throughout the facility. The cart dimensions will be approximately 45" H x 30" W x 22" D with casters. May include drawers and miscellaneous other accessories that will be determined at time of purchase. This Typical may include: 1 Cart Body, w/Computer Support, Style-A Narrow, w/Raised Edge Top 1 Flip-Up Shelf 1 Sharps Container Holder 1 Wastebasket 1 Chart Holder 2 Drawers, 3"H 2 Drawers, 6"H 3 Accessory Rail, Side Drawer Organizer Bins
F0295 | Chair, Stacking | 12 | VV | Stacking chair, approximately 34" H X 21" W X 24" D. May be stacked up to 20 high depending upon the model selected. These chairs are intended primarily as overflow capacity for conference rooms.
F0435 | Cabinet, Storage, Multi Media | 1 | VV | Multi media storage cabinet, approximately 60" high X 36" wide X 14" deep. For the storage of various types of audio or video cassettes, DVDs, CDs, and other media material.
F0860 | Table, Mobile | 4 | VV | Mobile table. The unit provides mobile or isolated freestanding work surface. Characteristics and components include 3-1/2 inch casters and attached drawer bearers. Unit is used for general work applications, primarily in dry areas.
F2010 | Basket, Wastepaper, Step-On | 1 | VV | "Step-on" wastepaper basket with inner liner and foot petal activated flip top.
F3050 | Whiteboard, Dry Erase | 1 | VV | Whiteboard unit, approximately 36" H x 48" W consisting of a white porcelain enamel writing surface with an attached chalk tray. Magnetic surface available. Image can be easily removed with a standard chalkboard eraser. For use with water color pens. Unit is ready to hang.
F3200 | Clock, Battery, 12" Diameter | 1 | VV | Clock, 12" diameter. Round surface, easy to read numbers with sweep second hand. Wall mounted unit for use when impractical to install a fully synchronized clock system. Battery operated, (batteries not included).
M0512 | Television, HDTV, Large Screen, 60" | 1 | VV | A high definition (HDTV) multimedia, slim design, 60"W to 65"W color television. The TV will have a 16.9 wide screen aspect ratio with full HD 1080p resolution and HDMI connections. TV may be LED, Plasma or LCD. TV will include a stand.
M1801 | Computer, Microprocessing, w/Flat Panel Monitor | 2 | VV | Desk top microprocessing computer. The unit shall consist of a central processing mini tower, flat panel monitor, keyboard, mouse and speakers. The system shall have the following minimum characteristics: a 2.8 GHz Pentium processor; 512 MB memory; 80GB hard drive; 32/48x CD-ROMDVD combo; 1.44MB network interface card; video 32 MB NVIDIA; a 18 inch flat panel monitor. The computer is used throughout the facility to input, manipulate and retrieve information.
3 - OFDC1 - Consult Room, Mental Health | 3 - OFDC1 - Consult Room, Mental Health | 3 - OFDC1 - Consult Room, Mental Health | 3 - OFDC1 - Consult Room, Mental Health | 3 - OFDC1 - Consult Room, Mental Health
JSN | NAME | QTY | ACQ | DESCRIPTION
A1010 | Telecommunication Outlet | 2 | CC | Telecommunication outlet location.
A1015 | Telephone, Desk, Multiple Line | 1 | VV | Telephone, desk, multiple line.
A5075 | Dispenser, Soap, Disposable | 1 | VV | Disposable soap dispenser. One-handed dispensing operation. Designed to accommodate disposable soap cartridge and valve.
A5077 | Dispenser, Hand Sanitizer, Hands-Free | 1 | VV | A touch free wall-mounted hand sanitizer dispenser. For use throughout a healthcare facility. Unit does not include the sanitizing liquid. Units are battery operated.
A5080 | Dispenser, Paper Towel, SS, Surface Mounted | 1 | CC | A surface mounted, satin finish stainless steel, single-fold, paper towel dispenser. Dispenser features: tumbler lock; front hinged at bottom; and refill indicator slot. Minimum capacity 400 single-fold paper towels. For general purpose use throughout the facility.
A5145 | Hook, Garment, Double, SS, Surface Mounted | 1 | CC | A surface mounted, satin finish stainless steel, double garment hook. Equipped with a concealed mounting bracket that is secured to a concealed wall plate. For general purpose use throughout the facility to hang various items of apparel.
A5212 | Bracket, Television, Wall-Mounted, Tilt/Angle | 1 | VV | A wall mounted, tilt/angled TV bracket for 37" to 80" TVs. Mount will be a universal and VESA compliant unit with a load capacity of up to 130 lbs.
A5220 | Bracket, Television, Wall Backing | 1 | CC | Wall mounted television bracket backing which provides additional support and strength for the installation of the television bracket. Option available for interior or exterior plate and sized for 12â€ 16â€ or 24â€ stud spacing.
CD040 | Cabinet, W/H, 2 Shelf, 2 DO, Sloping Top, 38x36x13 | 1 | CC | Wall hung cabinet with two adjustable shelves, solid hinged doors, and sloping top. Also referred to as a solid hinged double door wall case. For general purpose use throughout the facility.
CS010 | Sink, SS, Single Compartment, 7.5x12x12 ID | 1 | CC | Single compartment stainless steel sink, drop-in, self-rimming, ledge-type, connected with a drain and provided with a mixing faucet. It shall also be provided with pre-punched fixture holes on 4" center, integral back ledge to accommodate deck-mounted fixtures, brushed/polished interior and top surfaces, and sound deadened. Recommended for use in suspended or U/C/B sink cabinets having a high plastic laminate or Chemsurf laminate countertop/work surface. For general purpose use throughout the facility.
CT020 | Countertop, Solid Surface | 1 | CC | A solid, nonporous countertop with a smooth seamless appearance. Easy to clean and maintain and with proper cleaning does not support the growth of mold. An acrylic-based solid surface product. Standard thickness of 1", and a 4" butt backsplash/curb. Also referred to as a work surface or work top. Available in a choice of colors and depths. Used in lab and other hospital areas requiring optimum physical and chemical resisting properties.
E0063 | Workstation, L-Shaped w/Peninsula, Wall Mtd, 72x72 | 1 | VV | THIS TYPICAL INCLUDES: 3 Vertical Hanging Strips 2 Lockable Flipper Units 2 Shelves, Storage/Display 2 Lights 1 Tackboard 2 Tool Rails 2 Paper Trays 1 Diagonal Tray 1 Cantilevered Work Surface 1 Peninsula Work Surface 1 Adjustable Keyboard Tray 1 Mobile Pedestal, Box/File 1 Pencil Drawer 1 Cpu Holder
F0205 | Chair, Side With Arms | 1 | VV | Upholstered side chair, 32" high X 21" wide X 23" deep with arms, padded seats and padded backs. Seat height is a minimum of 17". Available with or without sled base.
F0206 | Chair, Side, Bariatric, With Arms | 1 | VV | A bariatric side chair with arms for use in a waiting room, lobby or other patient area. Chair will have a padded seat and back and have a capacity of 800 pounds.
F0300 | Chair, Task, Swivel, With Arms | 1 | VV | Task chair, approximately 34" H X 26" W X 22" D with adjustable arms and a five caster adjustable swivel base. Seat and back are foam padded and upholstered in woven fabric or vinyl.
F0420 | Cabinet, Filing, Lateral, Half Height | 1 | VV | Half height two (2) or three (3) drawer lateral filing cabinet, 28" high X 42" wide X 18" deep with recessed handles, locking device and drawer label holders. Drawers are adaptable to either letter or legal size materials.
F2000 | Basket, Wastepaper, Fire Resistant | 1 | VV | Wastepaper basket, fire resistant, approximately 40 quart capacity. This unit is used to collect and temporarily store small quantities of paper refuse in patient rooms, administrative areas and nursing stations. Size and shape varies depending on the application and manufacturer selected.
F3065 | Whiteboard/Bulletin Board, Combination | 1 | VV | A combination whiteboard and bulletin board, half LCS and half cork. Available with either aluminum or wood frame. It can be used in patient rooms or in any appropriate space in the facility.
F3200 | Clock, Battery, 12" Diameter | 1 | VV | Clock, 12" diameter. Round surface, easy to read numbers with sweep second hand. Wall mounted unit for use when impractical to install a fully synchronized clock system. Battery operated, (batteries not included).
M1801 | Computer, Microprocessing, w/Flat Panel Monitor | 1 | VV | Desk top microprocessing computer. The unit shall consist of a central processing mini tower, flat panel monitor, keyboard, mouse and speakers. The system shall have the following minimum characteristics: a 2.8 GHz Pentium processor; 512 MB memory; 80GB hard drive; 32/48x CD-ROMDVD combo; 1.44MB network interface card; video 32 MB NVIDIA; a 18 inch flat panel monitor. The computer is used throughout the facility to input, manipulate and retrieve information.
M1825 | Printer, Computer | 1 | VV | High resolution computer printer with a variety of type styles and sheet/envelope feeder trays. Database information reflects network ready, medium duty office style laser printers. Other types of printers (bubble jet, dot matrix, line or plotter) as well as light or heavy use capabilities are available.
4 - OFDC1 - Office, Supervisor | 4 - OFDC1 - Office, Supervisor | 4 - OFDC1 - Office, Supervisor | 4 - OFDC1 - Office, Supervisor | 4 - OFDC1 - Office, Supervisor
JSN | NAME | QTY | ACQ | DESCRIPTION
A1010 | Telecommunication Outlet | 2 | CC | Telecommunication outlet location.
A1015 | Telephone, Desk, Multiple Line | 1 | VV | Telephone, desk, multiple line.
A5075 | Dispenser, Soap, Disposable | 1 | VV | Disposable soap dispenser. One-handed dispensing operation. Designed to accommodate disposable soap cartridge and valve.
A5077 | Dispenser, Hand Sanitizer, Hands-Free | 1 | VV | A touch free wall-mounted hand sanitizer dispenser. For use throughout a healthcare facility. Unit does not include the sanitizing liquid. Units are battery operated.
A5080 | Dispenser, Paper Towel, SS, Surface Mounted | 1 | CC | A surface mounted, satin finish stainless steel, single-fold, paper towel dispenser. Dispenser features: tumbler lock; front hinged at bottom; and refill indicator slot. Minimum capacity 400 single-fold paper towels. For general purpose use throughout the facility.
A5145 | Hook, Garment, Double, SS, Surface Mounted | 1 | CC | A surface mounted, satin finish stainless steel, double garment hook. Equipped with a concealed mounting bracket that is secured to a concealed wall plate. For general purpose use throughout the facility to hang various items of apparel.
A5212 | Bracket, Television, Wall-Mounted, Tilt/Angle | 1 | VV | A wall mounted, tilt/angled TV bracket for 37" to 80" TVs. Mount will be a universal and VESA compliant unit with a load capacity of up to 130 lbs.
A5220 | Bracket, Television, Wall Backing | 1 | CC | Wall mounted television bracket backing which provides additional support and strength for the installation of the television bracket. Option available for interior or exterior plate and sized for 12â€ 16â€ or 24â€ stud spacing.
CD040 | Cabinet, W/H, 2 Shelf, 2 DO, Sloping Top, 38x36x13 | 1 | CC | Wall hung cabinet with two adjustable shelves, solid hinged doors, and sloping top. Also referred to as a solid hinged double door wall case. For general purpose use throughout the facility.
CS010 | Sink, SS, Single Compartment, 7.5x12x12 ID | 1 | CC | Single compartment stainless steel sink, drop-in, self-rimming, ledge-type, connected with a drain and provided with a mixing faucet. It shall also be provided with pre-punched fixture holes on 4" center, integral back ledge to accommodate deck-mounted fixtures, brushed/polished interior and top surfaces, and sound deadened. Recommended for use in suspended or U/C/B sink cabinets having a high plastic laminate or Chemsurf laminate countertop/work surface. For general purpose use throughout the facility.
CT020 | Countertop, Solid Surface | 1 | CC | A solid, nonporous countertop with a smooth seamless appearance. Easy to clean and maintain and with proper cleaning does not support the growth of mold. An acrylic-based solid surface product. Standard thickness of 1", and a 4" butt backsplash/curb. Also referred to as a work surface or work top. Available in a choice of colors and depths. Used in lab and other hospital areas requiring optimum physical and chemical resisting properties.
E0063 | Workstation, L-Shaped w/Peninsula, Wall Mtd, 72x72 | 1 | VV | THIS TYPICAL INCLUDES: 3 Vertical Hanging Strips 2 Lockable Flipper Units 2 Shelves, Storage/Display 2 Lights 1 Tackboard 2 Tool Rails 2 Paper Trays 1 Diagonal Tray 1 Cantilevered Work Surface 1 Peninsula Work Surface 1 Adjustable Keyboard Tray 1 Mobile Pedestal, Box/File 1 Pencil Drawer 1 Cpu Holder
F0205 | Chair, Side With Arms | 1 | VV | Upholstered side chair, 32" high X 21" wide X 23" deep with arms, padded seats and padded backs. Seat height is a minimum of 17". Available with or without sled base.
F0206 | Chair, Side, Bariatric, With Arms | 1 | VV | A bariatric side chair with arms for use in a waiting room, lobby or other patient area. Chair will have a padded seat and back and have a capacity of 800 pounds.
F0300 | Chair, Task, Swivel, With Arms | 1 | VV | Task chair, approximately 34" H X 26" W X 22" D with adjustable arms and a five caster adjustable swivel base. Seat and back are foam padded and upholstered in woven fabric or vinyl.
F0420 | Cabinet, Filing, Lateral, Half Height | 1 | VV | Half height two (2) or three (3) drawer lateral filing cabinet, 28" high X 42" wide X 18" deep with recessed handles, locking device and drawer label holders. Drawers are adaptable to either letter or legal size materials.
F2000 | Basket, Wastepaper, Fire Resistant | 1 | VV | Wastepaper basket, fire resistant, approximately 40 quart capacity. This unit is used to collect and temporarily store small quantities of paper refuse in patient rooms, administrative areas and nursing stations. Size and shape varies depending on the application and manufacturer selected.
F3065 | Whiteboard/Bulletin Board, Combination | 1 | VV | A combination whiteboard and bulletin board, half LCS and half cork. Available with either aluminum or wood frame. It can be used in patient rooms or in any appropriate space in the facility.
F3200 | Clock, Battery, 12" Diameter | 1 | VV | Clock, 12" diameter. Round surface, easy to read numbers with sweep second hand. Wall mounted unit for use when impractical to install a fully synchronized clock system. Battery operated, (batteries not included).
M1801 | Computer, Microprocessing, w/Flat Panel Monitor | 1 | VV | Desk top microprocessing computer. The unit shall consist of a central processing mini tower, flat panel monitor, keyboard, mouse and speakers. The system shall have the following minimum characteristics: a 2.8 GHz Pentium processor; 512 MB memory; 80GB hard drive; 32/48x CD-ROMDVD combo; 1.44MB network interface card; video 32 MB NVIDIA; a 18 inch flat panel monitor. The computer is used throughout the facility to input, manipulate and retrieve information.
M1825 | Printer, Computer | 1 | VV | High resolution computer printer with a variety of type styles and sheet/envelope feeder trays. Database information reflects network ready, medium duty office style laser printers. Other types of printers (bubble jet, dot matrix, line or plotter) as well as light or heavy use capabilities are available.
5 - SRS01 - Storage, General | 5 - SRS01 - Storage, General | 5 - SRS01 - Storage, General | 5 - SRS01 - Storage, General | 5 - SRS01 - Storage, General
JSN | NAME | QTY | ACQ | DESCRIPTION
A1010 | Telecommunication Outlet | 1 | CC | Telecommunication outlet location.
A1014 | Telephone, Wall Mounted, 1 Line, With Speaker | 1 | VV | Telephone, wall mounted, 1 line, with speaker.
M2055 | Shelving, Storage, Wire, CRS, w/Adjustable Shelves | 4 | VV | Stationary, wire, shelving unit. Unit has fully adjustable shelves constructed of stainless steel. For use in general purpose storage areas. Shelving is provided in various sizes and configurations. Price provided is for a unit approximately 74"H x 18"D x 48"W with four shelves.
6 - WRTM1 - Teamwork Area, Mental Health | 6 - WRTM1 - Teamwork Area, Mental Health | 6 - WRTM1 - Teamwork Area, Mental Health | 6 - WRTM1 - Teamwork Area, Mental Health | 6 - WRTM1 - Teamwork Area, Mental Health
JSN | NAME | QTY | ACQ | DESCRIPTION
A1010 | Telecommunication Outlet | 4 | CC | Telecommunication outlet location.
A1015 | Telephone, Desk, Multiple Line | 2 | VV | Telephone, desk, multiple line.
E0123 | Workstation, Straight, Free Standing, 72" W | 4 | VV | This JSN will provide a whole work station typical to quickly plan work in areas in clinical or administrative spaces. There will be a price decrease if typical work stations are used with vertical hanging strips instead of panels. THIS TYPICAL INCLUDES: 4 Standard Solid Panels 2 Panel Connectors, 2-Way Corner 1 Panel-to-Panel Connector 2 Finished End Hardware 1 Cantilevered, Work Surface 2 Lockable Flipper Units 2 Shelf, Storage/Displays 2 Lights 1 Tack board 1 Tool Rail 1 Paper Tray 1 Diagonal Tray 1 Adjustable Keyboard Tray 1 Mobile Pedestal, Box/File
F0275 | Chair, Swivel, High Back | 4 | VV | Highback contemporary swivel chair, 41" high X 23" wide X 23" deep with five (5) caster swivel base and arms. Chair may be used at desks or in conference rooms. Back and seat are foam padded and upholstered with either woven textile fabric or vinyl.
F0420 | Cabinet, Filing, Lateral, Half Height | 2 | VV | Half height two (2) or three (3) drawer lateral filing cabinet, 28" high X 42" wide X 18" deep with recessed handles, locking device and drawer label holders. Drawers are adaptable to either letter or legal size materials.
F2000 | Basket, Wastepaper, Fire Resistant | 4 | VV | Wastepaper basket, fire resistant, approximately 40 quart capacity. This unit is used to collect and temporarily store small quantities of paper refuse in patient rooms, administrative areas and nursing stations. Size and shape varies depending on the application and manufacturer selected.
F3200 | Clock, Battery, 12" Diameter | 1 | VV | Clock, 12" diameter. Round surface, easy to read numbers with sweep second hand. Wall mounted unit for use when impractical to install a fully synchronized clock system. Battery operated, (batteries not included).
M1801 | Computer, Microprocessing, w/Flat Panel Monitor | 4 | VV | Desk top microprocessing computer. The unit shall consist of a central processing mini tower, flat panel monitor, keyboard, mouse and speakers. The system shall have the following minimum characteristics: a 2.8 GHz Pentium processor; 512 MB memory; 80GB hard drive; 32/48x CD-ROMDVD combo; 1.44MB network interface card; video 32 MB NVIDIA; a 18 inch flat panel monitor. The computer is used throughout the facility to input, manipulate and retrieve information.
9 - MULTI-SPECIALTY CLINIC | 9 - MULTI-SPECIALTY CLINIC | 9 - MULTI-SPECIALTY CLINIC | 9 - MULTI-SPECIALTY CLINIC | 9 - MULTI-SPECIALTY CLINIC
1 - PEHW2 - Alcove, Height / Weight Accessible Station | 1 - PEHW2 - Alcove, Height / Weight Accessible Station | 1 - PEHW2 - Alcove, Height / Weight Accessible Station | 1 - PEHW2 - Alcove, Height / Weight Accessible Station | 1 - PEHW2 - Alcove, Height / Weight Accessible Station
JSN | NAME | QTY | ACQ | DESCRIPTION
M4045 | Scale, Wheelchair, Portable, 1000 lb Capacity | 1 | VV | A battery operated, portable, digital wheelchair scale. This item is designed to accommodate extra-wide wheelchairs for weighing bariatric patients and also can be used for walk-ons. The scale can store the weight of the chair. The digital display unit can be scale mounted or mounted on a wall. An optional AC adapter is available. Designed for a gross 1000 lbs. capacity.
2 - OFDC2 - Consult Room, Multi-Specialty | 2 - OFDC2 - Consult Room, Multi-Specialty | 2 - OFDC2 - Consult Room, Multi-Specialty | 2 - OFDC2 - Consult Room, Multi-Specialty | 2 - OFDC2 - Consult Room, Multi-Specialty
JSN | NAME | QTY | ACQ | DESCRIPTION
A1010 | Telecommunication Outlet | 2 | CC | Telecommunication outlet location.
A1015 | Telephone, Desk, Multiple Line | 1 | VV | Telephone, desk, multiple line.
A5075 | Dispenser, Soap, Disposable | 1 | VV | Disposable soap dispenser. One-handed dispensing operation. Designed to accommodate disposable soap cartridge and valve.
A5080 | Dispenser, Paper Towel, SS, Surface Mounted | 1 | CC | A surface mounted, satin finish stainless steel, single-fold, paper towel dispenser. Dispenser features: tumbler lock; front hinged at bottom; and refill indicator slot. Minimum capacity 400 single-fold paper towels. For general purpose use throughout the facility.
A5145 | Hook, Garment, Double, SS, Surface Mounted | 1 | CC | A surface mounted, satin finish stainless steel, double garment hook. Equipped with a concealed mounting bracket that is secured to a concealed wall plate. For general purpose use throughout the facility to hang various items of apparel.
CD040 | Cabinet, W/H, 2 Shelf, 2 DO, Sloping Top, 38x36x13 | 1 | CC | Wall hung cabinet with two adjustable shelves, solid hinged doors, and sloping top. Also referred to as a solid hinged double door wall case. For general purpose use throughout the facility.
CS010 | Sink, SS, Single Compartment, 7.5x12x12 ID | 1 | CC | Single compartment stainless steel sink, drop-in, self-rimming, ledge-type, connected with a drain and provided with a mixing faucet. It shall also be provided with pre-punched fixture holes on 4" center, integral back ledge to accommodate deck-mounted fixtures, brushed/polished interior and top surfaces, and sound deadened. Recommended for use in suspended or U/C/B sink cabinets having a high plastic laminate or Chemsurf laminate countertop/work surface. For general purpose use throughout the facility.
CT020 | Countertop, Solid Surface | 1 | CC | A solid, nonporous countertop with a smooth seamless appearance. Easy to clean and maintain and with proper cleaning does not support the growth of mold. An acrylic-based solid surface product. Standard thickness of 1", and a 4" butt backsplash/curb. Also referred to as a work surface or work top. Available in a choice of colors and depths. Used in lab and other hospital areas requiring optimum physical and chemical resisting properties.
F0205 | Chair, Side With Arms | 3 | VV | Upholstered side chair, 32" high X 21" wide X 23" deep with arms, padded seats and padded backs. Seat height is a minimum of 17". Available with or without sled base.
F0340 | Stool, Self Adjusting | 1 | VV | Self adjusting stool. Consists of a foam padded upholstered seat with attached foot rest for added comfort. Mounted on swivel casters. Designed for doctor's use during examinations.
F0740 | Table, Occasional, Lamp | 1 | VV | Occasional lamp table (end table) approximately 20" high X 27" wide X 27" deep with choice of finishes (wood, oak veneer, or high pressure laminate).
F2000 | Basket, Wastepaper, Fire Resistant | 1 | VV | Wastepaper basket, fire resistant, approximately 40 quart capacity. This unit is used to collect and temporarily store small quantities of paper refuse in patient rooms, administrative areas and nursing stations. Size and shape varies depending on the application and manufacturer selected.
F3200 | Clock, Battery, 12" Diameter | 1 | VV | Clock, 12" diameter. Round surface, easy to read numbers with sweep second hand. Wall mounted unit for use when impractical to install a fully synchronized clock system. Battery operated, (batteries not included).
M1801 | Computer, Microprocessing, w/Flat Panel Monitor | 1 | VV | Desk top microprocessing computer. The unit shall consist of a central processing mini tower, flat panel monitor, keyboard, mouse and speakers. The system shall have the following minimum characteristics: a 2.8 GHz Pentium processor; 512 MB memory; 80GB hard drive; 32/48x CD-ROMDVD combo; 1.44MB network interface card; video 32 MB NVIDIA; a 18 inch flat panel monitor. The computer is used throughout the facility to input, manipulate and retrieve information.
M1802 | Work Station, Computer, Retractable, Wall Mounted | 1 | VV | A wall mounted retractable work station. Work station is used as a computer station in treatment rooms, exam rooms and areas where physical space in limited.
3 - EXPA1 - Exam Room, Multi-Specialty | 3 - EXPA1 - Exam Room, Multi-Specialty | 3 - EXPA1 - Exam Room, Multi-Specialty | 3 - EXPA1 - Exam Room, Multi-Specialty | 3 - EXPA1 - Exam Room, Multi-Specialty
JSN | NAME | QTY | ACQ | DESCRIPTION
A1010 | Telecommunication Outlet | 1 | CC | Telecommunication outlet location.
A1012 | Telephone, Wall Mounted, 1 Line | 1 | VV | Telephone, wall mounted, 1 line.
A1066 | Mirror, Float Glass, With SS Frame | 1 | CC | A high quality 1/4" polished float glass mirror 36X18, framed in a one-piece, bright polished, stainless steel channel frame with 90Â° mitered corners. All edges of the mirror are protected by absorbing filler strips. Mirror has a galvanized steel back with integral horizontal hanging brackets and wall hanger for concealed mounting. For mounting above single wall mounted lavatories located in toilet areas, Doctors examination offices, etc. May also be used above double lavatories, either wall or countertop mounted, found in restroom areas.
A1132 | Rail, Accessory Mounting, Length As Required | 1 | VC | Horizontal equipment mounting rail with lock mounting devices capable of; supporting up to 75 pounds each, being repositioned, and mounting and dismounting of equipment without the use of tools (special tools may be required to unlock adapter that was previously locked to the rail). The rail must be capable of supporting medical equipment and accessories normally found in exam or patient rooms. The rail system must be capable of mounting and dismounting equipment without leaving or creating new holes in the finished surface of the wall. The rail system utilizes a series of mounting plates and adapters specific to the device being mounted to the rail. The plate and adapter rail mounting kit must be specified to match the equipment being mounted to the equipment rail.
A1203 | Lift System, Overhead, Bariatric | 1 | CC | An overhead ceiling mounted rail system specifically designed for bariatric patient lifting and movement within a patient room. The system will consist of recessed or ceiling mounted primary and secondary rails, lift motor with carriage, patient harness or seat, and a hand controller or control box with charger (other charging options may be available). System will facilitate lifting and movement of patient to and from bed, to stretcher, chair, bathroom or other requirements. Lifting capacity is 1000 pounds. Custom design of track layout by manufacturer is essential to meet individual facility requirements.
A5075 | Dispenser, Soap, Disposable | 1 | VV | Disposable soap dispenser. One-handed dispensing operation. Designed to accommodate disposable soap cartridge and valve.
A5080 | Dispenser, Paper Towel, SS, Surface Mounted | 1 | CC | A surface mounted, satin finish stainless steel, single-fold, paper towel dispenser. Dispenser features: tumbler lock; front hinged at bottom; and refill indicator slot. Minimum capacity 400 single-fold paper towels. For general purpose use throughout the facility.
A5107 | Dispenser, Glove, Surgical/Examination, Wall Mntd | 1 | VV | Examination three (Small Medium, Large) glove dispenser box for wall mounting. Fabricated of either cold rolled steel with a white baked enamel finish, plastic or acrylic. Hardware not included, Option 3 powder coated steel.
A5108 | Waste Disposal Unit, Sharps | 1 | VV | A container for collecting and transporting syringes and other sharps for decontamination and disposal. Available in 2 gallon and 8 gallon with locking rotor. Complies with OSHA regulations for handling sharps.
A5145 | Hook, Garment, Double, SS, Surface Mounted | 2 | CC | A surface mounted, satin finish stainless steel, double garment hook. Equipped with a concealed mounting bracket that is secured to a concealed wall plate. For general purpose use throughout the facility to hang various items of apparel.
A5180 | Track, Cubicle, Surface Mounted, With Curtain | 12 | VV | Surface mounted cubicle track, with curtain. Track constructed of thick extruded aluminum. Equipped with self lubricating carriers, beaded drop chain hooks, and flame resistant curtain. To include removable end caps. Designed to be suspended around patient areas where privacy is needed. Price listed is per foot of the track, curtains to be priced per quote.
C01Q0 | Cabinet, Sink, U/C/B, 1 Door, 36x18x22 | 1 | CC | Standing height under counter base sink cabinet with a solid right or left-hinged door (appropriate door configuration to be indicated on equipment elevation drawings). Also referred to as a single-door sink cabinet. For general purpose use throughout the facility where a sink is to be used. Coordinate actual clear cabinet dimension with the actual outside dimension of sink that is specified to ensure that they are compatible.
CD040 | Cabinet, W/H, 2 Shelf, 2 DO, Sloping Top, 38x36x13 | 1 | CC | Wall hung cabinet with two adjustable shelves, solid hinged doors, and sloping top. Also referred to as a solid hinged double door wall case. For general purpose use throughout the facility.
CS010 | Sink, SS, Single Compartment, 7.5x12x12 ID | 1 | CC | Single compartment stainless steel sink, drop-in, self-rimming, ledge-type, connected with a drain and provided with a mixing faucet. It shall also be provided with pre-punched fixture holes on 4" center, integral back ledge to accommodate deck-mounted fixtures, brushed/polished interior and top surfaces, and sound deadened. Recommended for use in suspended or U/C/B sink cabinets having a high plastic laminate or Chemsurf laminate countertop/work surface. For general purpose use throughout the facility.
CT020 | Countertop, Solid Surface | 1 | CC | A solid, nonporous countertop with a smooth seamless appearance. Easy to clean and maintain and with proper cleaning does not support the growth of mold. An acrylic-based solid surface product. Standard thickness of 1", and a 4" butt backsplash/curb. Also referred to as a work surface or work top. Available in a choice of colors and depths. Used in lab and other hospital areas requiring optimum physical and chemical resisting properties.
E0948 | Cart, General Storage, Mobile, 42"H x 32"W x 22"D | 1 | VV | THIS TYPICAL INCLUDES: 1 Cart Body, Style-A Narrow, w/Raised Edge Top 2 Drawers, 3" H 4 Drawers, 6" H 1 Accessory Rail, Side Drawer Organizer Bins
F0206 | Chair, Side, Bariatric, With Arms | 1 | VV | A bariatric side chair with arms for use in a waiting room, lobby or other patient area. Chair will have a padded seat and back and have a capacity of 800 pounds.
F0340 | Stool, Self Adjusting | 1 | VV | Self adjusting stool. Consists of a foam padded upholstered seat with attached foot rest for added comfort. Mounted on swivel casters. Designed for doctor's use during examinations.
F2010 | Basket, Wastepaper, Step-On | 1 | VV | "Step-on" wastepaper basket with inner liner and foot petal activated flip top.
F2310 | Rack, Pamphlet, Wall Mounted | 1 | VV | Wall mounted pamphlet rack up to 12 (twelve) pamphlet holding pockets. Unit is used to store and display educational pamphlets.
F3025 | Board, Bulletin, Wood Framed | 1 | VV | Bulletin board approximately 36"W x 24"H. Wood framed 1/2" cork posting panel with moisture proof backing. Units are factory assembled and have keyhole hangers for easy installation.
F3200 | Clock, Battery, 12" Diameter | 1 | VV | Clock, 12" diameter. Round surface, easy to read numbers with sweep second hand. Wall mounted unit for use when impractical to install a fully synchronized clock system. Battery operated, (batteries not included).
M0506 | Television, Flat Screen | 1 | VV | Flat screen television with approximately 32'" to 40' diagonal screen size. The TV will have built-in speakers, NTSC tuner, a 16:9 wide screen aspect ratio, a minimum of 1280 x 768 resolution and a remote control.
M1801 | Computer, Microprocessing, w/Flat Panel Monitor | 1 | VV | Desk top microprocessing computer. The unit shall consist of a central processing mini tower, flat panel monitor, keyboard, mouse and speakers. The system shall have the following minimum characteristics: a 2.8 GHz Pentium processor; 512 MB memory; 80GB hard drive; 32/48x CD-ROMDVD combo; 1.44MB network interface card; video 32 MB NVIDIA; a 18 inch flat panel monitor. The computer is used throughout the facility to input, manipulate and retrieve information.
M1802 | Work Station, Computer, Retractable, Wall Mounted | 1 | VV | A wall mounted retractable work station. Work station is used as a computer station in treatment rooms, exam rooms and areas where physical space in limited.
M1825 | Printer, Computer | 1 | VV | High resolution computer printer with a variety of type styles and sheet/envelope feeder trays. Database information reflects network ready, medium duty office style laser printers. Other types of printers (bubble jet, dot matrix, line or plotter) as well as light or heavy use capabilities are available.
M4100 | Sphygmomanometer, Aneroid, Wall Mounted | 1 | VV | Aneroid sphygmomanometer. Unit is wall mounted and has large graphic dial display for easy reading from all angles. It has a 90 degree (angle) swivel and 10 degree (angle) forward tilt to reduce glare. Unit accuracy is within 1% of reading. Sturdy impact-resistant construction.
M4116 | Monitor, Vital Signs | 1 | VV | Electronic sphygmomanometer. LCD displays non-invasive blood pressure, pulse rate and temperature. Used in hospitals and clinics. Includes an optional mobile stand.
M4200 | Otoscope/Ophthalmoscope, Wall Mounted | 1 | VV | Wall mounted otoscope and ophthalmoscope. Includes 6 foot line cord and plug and accepts and includes two handles. Contains head turn-on/turn-off, built-in speculum tray and 8 foot coiled cords. Unit is designed for use in patient exam rooms.
M7401 | Light, Exam, Mobile, Spotlight, Mobile Stand | 1 | VV | The exam light shall be a mobile floor unit. The light will be a halogen bulb or LED that can produce a continuous and homogeneous spot of light adjustable from 5 to 9 inches in diameter from a set distance. The light intensity shall be a minimum of 750 foot-candles at a distance of 16 inches and have a color temperature of 3,200 degrees Kelvin. The unit will consist of an arm or sleeve of approximately 45 inches in length to allow for easy arm rotation and arm movement up and down. The unit shall be mounted on a caster base for easy movement.,
M9025 | Table, Examination/Treatment, With Cabinet | 1 | VV | Table, examination/treatment with cabinet. Cabinet type exam table with three section upholstered top adjustable to a full chair position. Concealed heel stirrups, dual outlets, drawers, and storage space with optional armboard. Unit is designed for general use in examination/treatment rooms.
4 - EXP01 - Exam Room, Podiatry | 4 - EXP01 - Exam Room, Podiatry | 4 - EXP01 - Exam Room, Podiatry | 4 - EXP01 - Exam Room, Podiatry | 4 - EXP01 - Exam Room, Podiatry
JSN | NAME | QTY | ACQ | DESCRIPTION
A1010 | Telecommunication Outlet | 2 | CC | Telecommunication outlet location.
A1014 | Telephone, Wall Mounted, 1 Line, With Speaker | 1 | VV | Telephone, wall mounted, 1 line, with speaker.
A1080 | Mirror, Posture, Wall Mounted | 1 | CC | Wall mounted posture mirror. Consists of a 1/4" plate glass in a sturdy corrosion resistant frame with water proof back. For educational and therapy programs.
A1132 | Rail, Accessory Mounting, Length As Required | 2 | VC | Horizontal equipment mounting rail with lock mounting devices capable of; supporting up to 75 pounds each, being repositioned, and mounting and dismounting of equipment without the use of tools (special tools may be required to unlock adapter that was previously locked to the rail). The rail must be capable of supporting medical equipment and accessories normally found in exam or patient rooms. The rail system must be capable of mounting and dismounting equipment without leaving or creating new holes in the finished surface of the wall. The rail system utilizes a series of mounting plates and adapters specific to the device being mounted to the rail. The plate and adapter rail mounting kit must be specified to match the equipment being mounted to the equipment rail.
A5075 | Dispenser, Soap, Disposable | 1 | VV | Disposable soap dispenser. One-handed dispensing operation. Designed to accommodate disposable soap cartridge and valve.
A5077 | Dispenser, Hand Sanitizer, Hands-Free | 1 | VV | A touch free wall-mounted hand sanitizer dispenser. For use throughout a healthcare facility. Unit does not include the sanitizing liquid. Units are battery operated.
A5080 | Dispenser, Paper Towel, SS, Surface Mounted | 1 | CC | A surface mounted, satin finish stainless steel, single-fold, paper towel dispenser. Dispenser features: tumbler lock; front hinged at bottom; and refill indicator slot. Minimum capacity 400 single-fold paper towels. For general purpose use throughout the facility.
A5106 | Waste Disposal Unit, Sharps w/Glove Dispenser | 1 | VV | The unit is designed for the disposal of sharps and complies with OSHA guidelines for the handling of sharps. It shall house a 5 quart container and be capable of being mounted on a wall. It shall have a glove dispenser attached. The unit shall be secured by a locked enclosure.
A5145 | Hook, Garment, Double, SS, Surface Mounted | 2 | CC | A surface mounted, satin finish stainless steel, double garment hook. Equipped with a concealed mounting bracket that is secured to a concealed wall plate. For general purpose use throughout the facility to hang various items of apparel.
A5180 | Track, Cubicle, Surface Mounted, With Curtain | 10 | VV | Surface mounted cubicle track, with curtain. Track constructed of thick extruded aluminum. Equipped with self lubricating carriers, beaded drop chain hooks, and flame resistant curtain. To include removable end caps. Designed to be suspended around patient areas where privacy is needed. Price listed is per foot of the track, curtains to be priced per quote.
C02Q0 | Cabinet, Sink, U/C/B, 1 Door, 36x24x22 | 1 | CC | Standing height under counter base sink cabinet with a solid right or left-hinged door (appropriate door configuration to be indicated on equipment elevation drawings). Also referred to as a single-door sink cabinet. For general purpose use throughout the facility where a sink is to be used. Coordinate actual clear cabinet dimension with the actual outside dimension of sink that is specified to ensure that they are compatible.
CS010 | Sink, SS, Single Compartment, 7.5x12x12 ID | 1 | CC | Single compartment stainless steel sink, drop-in, self-rimming, ledge-type, connected with a drain and provided with a mixing faucet. It shall also be provided with pre-punched fixture holes on 4" center, integral back ledge to accommodate deck-mounted fixtures, brushed/polished interior and top surfaces, and sound deadened. Recommended for use in suspended or U/C/B sink cabinets having a high plastic laminate or Chemsurf laminate countertop/work surface. For general purpose use throughout the facility.
CT020 | Countertop, Solid Surface | 1 | CC | A solid, nonporous countertop with a smooth seamless appearance. Easy to clean and maintain and with proper cleaning does not support the growth of mold. An acrylic-based solid surface product. Standard thickness of 1", and a 4" butt backsplash/curb. Also referred to as a work surface or work top. Available in a choice of colors and depths. Used in lab and other hospital areas requiring optimum physical and chemical resisting properties.
E0948 | Cart, General Storage, Mobile, 42"H x 32"W x 22"D | 1 | VV | THIS TYPICAL INCLUDES: 1 Cart Body, Style-A Narrow, w/Raised Edge Top 2 Drawers, 3" H 4 Drawers, 6" H 1 Accessory Rail, Side Drawer Organizer Bins
F0205 | Chair, Side With Arms | 1 | VV | Upholstered side chair, 32" high X 21" wide X 23" deep with arms, padded seats and padded backs. Seat height is a minimum of 17". Available with or without sled base.
F0340 | Stool, Self Adjusting | 1 | VV | Self adjusting stool. Consists of a foam padded upholstered seat with attached foot rest for added comfort. Mounted on swivel casters. Designed for doctor's use during examinations.
F2000 | Basket, Wastepaper, Fire Resistant | 2 | VV | Wastepaper basket, fire resistant, approximately 40 quart capacity. This unit is used to collect and temporarily store small quantities of paper refuse in patient rooms, administrative areas and nursing stations. Size and shape varies depending on the application and manufacturer selected.
F3200 | Clock, Battery, 12" Diameter | 1 | VV | Clock, 12" diameter. Round surface, easy to read numbers with sweep second hand. Wall mounted unit for use when impractical to install a fully synchronized clock system. Battery operated, (batteries not included).
M1801 | Computer, Microprocessing, w/Flat Panel Monitor | 1 | VV | Desk top microprocessing computer. The unit shall consist of a central processing mini tower, flat panel monitor, keyboard, mouse and speakers. The system shall have the following minimum characteristics: a 2.8 GHz Pentium processor; 512 MB memory; 80GB hard drive; 32/48x CD-ROMDVD combo; 1.44MB network interface card; video 32 MB NVIDIA; a 18 inch flat panel monitor. The computer is used throughout the facility to input, manipulate and retrieve information.
M1803 | Workstation, Computer, Wall Mounted, Adjustable | 1 | VV | A wall mounted computer workstation with height adjustable monitor and keyboard arms. Keyboard and monitor can be stored within 8" to 10" of wall. Fingertip adjustability for keyboard and monitor enable frequent position changes. Unit contains an integrated cable management system to hide wires. A separate wall-mounted CPU holder is included.
M4100 | Sphygmomanometer, Aneroid, Wall Mounted | 1 | VV | Aneroid sphygmomanometer. Unit is wall mounted and has large graphic dial display for easy reading from all angles. It has a 90 degree (angle) swivel and 10 degree (angle) forward tilt to reduce glare. Unit accuracy is within 1% of reading. Sturdy impact-resistant construction.
M4920 | Chair, Exam/Treatment, Podiatry, w/Motor | 1 | VV | Podiatry exam/treatment chair. Unit is motor driven and has a foot control with gliding foot rest and debris tray. It may include a shoe tray. Unit is fully adjustable to the desired position. It is designed for podiatric examinations and procedures.
5 - TRPR1 - Procedure Room, Multi-Specialty | 5 - TRPR1 - Procedure Room, Multi-Specialty | 5 - TRPR1 - Procedure Room, Multi-Specialty | 5 - TRPR1 - Procedure Room, Multi-Specialty | 5 - TRPR1 - Procedure Room, Multi-Specialty
JSN | NAME | QTY | ACQ | DESCRIPTION
A1010 | Telecommunication Outlet | 2 | CC | Telecommunication outlet location.
A1011 | Telephone, Desk, 1 Line | 1 | VV | Telephone, desk, 1 line.
A1132 | Rail, Accessory Mounting, Length As Required | 1 | VC | Horizontal equipment mounting rail with lock mounting devices capable of; supporting up to 75 pounds each, being repositioned, and mounting and dismounting of equipment without the use of tools (special tools may be required to unlock adapter that was previously locked to the rail). The rail must be capable of supporting medical equipment and accessories normally found in exam or patient rooms. The rail system must be capable of mounting and dismounting equipment without leaving or creating new holes in the finished surface of the wall. The rail system utilizes a series of mounting plates and adapters specific to the device being mounted to the rail. The plate and adapter rail mounting kit must be specified to match the equipment being mounted to the equipment rail.
A1203 | Lift System, Overhead, Bariatric | 1 | CC | An overhead ceiling mounted rail system specifically designed for bariatric patient lifting and movement within a patient room. The system will consist of recessed or ceiling mounted primary and secondary rails, lift motor with carriage, patient harness or seat, and a hand controller or control box with charger (other charging options may be available). System will facilitate lifting and movement of patient to and from bed, to stretcher, chair, bathroom or other requirements. Lifting capacity is 1000 pounds. Custom design of track layout by manufacturer is essential to meet individual facility requirements.
A5075 | Dispenser, Soap, Disposable | 1 | VV | Disposable soap dispenser. One-handed dispensing operation. Designed to accommodate disposable soap cartridge and valve.
A5080 | Dispenser, Paper Towel, SS, Surface Mounted | 1 | CC | A surface mounted, satin finish stainless steel, single-fold, paper towel dispenser. Dispenser features: tumbler lock; front hinged at bottom; and refill indicator slot. Minimum capacity 400 single-fold paper towels. For general purpose use throughout the facility.
A5107 | Dispenser, Glove, Surgical/Examination, Wall Mntd | 1 | VV | Examination three (Small Medium, Large) glove dispenser box for wall mounting. Fabricated of either cold rolled steel with a white baked enamel finish, plastic or acrylic. Hardware not included, Option 3 powder coated steel.
A5108 | Waste Disposal Unit, Sharps | 1 | VV | A container for collecting and transporting syringes and other sharps for decontamination and disposal. Available in 2 gallon and 8 gallon with locking rotor. Complies with OSHA regulations for handling sharps.
A5145 | Hook, Garment, Double, SS, Surface Mounted | 1 | CC | A surface mounted, satin finish stainless steel, double garment hook. Equipped with a concealed mounting bracket that is secured to a concealed wall plate. For general purpose use throughout the facility to hang various items of apparel.
A5180 | Track, Cubicle, Surface Mounted, With Curtain | 22 | VV | Surface mounted cubicle track, with curtain. Track constructed of thick extruded aluminum. Equipped with self lubricating carriers, beaded drop chain hooks, and flame resistant curtain. To include removable end caps. Designed to be suspended around patient areas where privacy is needed. Price listed is per foot of the track, curtains to be priced per quote.
C02Q0 | Cabinet, Sink, U/C/B, 1 Door, 36x24x22 | 1 | CC | Standing height under counter base sink cabinet with a solid right or left-hinged door (appropriate door configuration to be indicated on equipment elevation drawings). Also referred to as a single-door sink cabinet. For general purpose use throughout the facility where a sink is to be used. Coordinate actual clear cabinet dimension with the actual outside dimension of sink that is specified to ensure that they are compatible.
CD040 | Cabinet, W/H, 2 Shelf, 2 DO, Sloping Top, 38x36x13 | 1 | CC | Wall hung cabinet with two adjustable shelves, solid hinged doors, and sloping top. Also referred to as a solid hinged double door wall case. For general purpose use throughout the facility.
CS010 | Sink, SS, Single Compartment, 7.5x12x12 ID | 1 | CC | Single compartment stainless steel sink, drop-in, self-rimming, ledge-type, connected with a drain and provided with a mixing faucet. It shall also be provided with pre-punched fixture holes on 4" center, integral back ledge to accommodate deck-mounted fixtures, brushed/polished interior and top surfaces, and sound deadened. Recommended for use in suspended or U/C/B sink cabinets having a high plastic laminate or Chemsurf laminate countertop/work surface. For general purpose use throughout the facility.
CT020 | Countertop, Solid Surface | 1 | CC | A solid, nonporous countertop with a smooth seamless appearance. Easy to clean and maintain and with proper cleaning does not support the growth of mold. An acrylic-based solid surface product. Standard thickness of 1", and a 4" butt backsplash/curb. Also referred to as a work surface or work top. Available in a choice of colors and depths. Used in lab and other hospital areas requiring optimum physical and chemical resisting properties.
E0915 | Locker, Supply, Medication, Wall Mtd, 23"W x 20"D | 1 | VV | THIS TYPICAL INCLUDES: 1 Wall Mounted Rail 1 Locked Storage Container 2 Tray/Shelves 1 Locked Drawer w/Locked Lid, 6"H 5 Drawers, 3"H 3 Drawers, 6"H 2 Tray/Shelves Divider Drawer Organizer Bins Consider the need for an E0921 to transport the locker from place to place.
E0948 | Cart, General Storage, Mobile, 42"H x 32"W x 22"D | 1 | VV | THIS TYPICAL INCLUDES: 1 Cart Body, Style-A Narrow, w/Raised Edge Top 2 Drawers, 3" H 4 Drawers, 6" H 1 Accessory Rail, Side Drawer Organizer Bins
F0340 | Stool, Self Adjusting | 1 | VV | Self adjusting stool. Consists of a foam padded upholstered seat with attached foot rest for added comfort. Mounted on swivel casters. Designed for doctor's use during examinations.
F2000 | Basket, Wastepaper, Fire Resistant | 1 | VV | Wastepaper basket, fire resistant, approximately 40 quart capacity. This unit is used to collect and temporarily store small quantities of paper refuse in patient rooms, administrative areas and nursing stations. Size and shape varies depending on the application and manufacturer selected.
F3010 | Board, Bulletin, 48 x 48 | 1 | VV | Open face bulletin board. Cork posting panel with moisture proof backing. Variety of frames to choose from. Used for posting notes and messages.
F3200 | Clock, Battery, 12" Diameter | 1 | VV | Clock, 12" diameter. Round surface, easy to read numbers with sweep second hand. Wall mounted unit for use when impractical to install a fully synchronized clock system. Battery operated, (batteries not included).
M0750 | Flowmeter, Air, Connect w/50 PSI Supply | 1 | VV | Air flowmeter. Unit has a stainless steel needle valve with clear flowtube for connection to 50 PSI air outlet from central pipeline system. Requires the appropriate adapter for connection to the wall outlet and fitting to connect to tubing. Database prices reflect fittings with an attached DISS power outlet. Other outlet and adapter configurations are available.
M0755 | Flowmeter, Oxygen, Low Flow | 1 | VV | Oxygen flowmeter. Consists of a clear crystal flowtube calibrated to 3.5 or 8 LPM depending on manufacturer. For oxygen regulation in hospital settings. Database pricing includes DISS fitting and DISS power outlet and wall adapter. Other fitting and adapter configurations are available.
M0765 | Regulator, Vacuum | 2 | VV | Vacuum pressure regulator for connection to central piped vacuum system. Standard display scale is graduated at least from 0 to 200 mm Hg of vacuum. Displays on specialized regulators may cover other vacuum ranges. Regulator type (continuous, intermittent, continuous/intermittent, surgical, pediatric, thoracic, etc.) as required. To be used in delivery, neonatal, pediatrics or any area where suction is required. Database pricing reflects continuous regulators graduated to 200 mm Hg with a full line vacuum selection switch and DISS configured inlets and outlets.
M1801 | Computer, Microprocessing, w/Flat Panel Monitor | 1 | VV | Desk top microprocessing computer. The unit shall consist of a central processing mini tower, flat panel monitor, keyboard, mouse and speakers. The system shall have the following minimum characteristics: a 2.8 GHz Pentium processor; 512 MB memory; 80GB hard drive; 32/48x CD-ROMDVD combo; 1.44MB network interface card; video 32 MB NVIDIA; a 18 inch flat panel monitor. The computer is used throughout the facility to input, manipulate and retrieve information.
M1803 | Workstation, Computer, Wall Mounted, Adjustable | 1 | VV | A wall mounted computer workstation with height adjustable monitor and keyboard arms. Keyboard and monitor can be stored within 8" to 10" of wall. Fingertip adjustability for keyboard and monitor enable frequent position changes. Unit contains an integrated cable management system to hide wires. A separate wall-mounted CPU holder is included.
M3070 | Hamper, Linen, Mobile, w/Lid | 1 | VV | Mobile linen hamper with hand or foot operated lid. Made of heavy tubular stainless steel with heavy gauge welded steel platform. Holds 25" hamper bags. Mounted on ball bearing casters. For linen transport in hospitals and clinics.
M3072 | Frame, Infectious Waste Bag w/Lid | 1 | VV | Frame for an infectious waste collection bag. Made of heavy tubular stainless steel with heavy gauge welded steel platform. Adjust to hold 18" or 25" trash bags. Mounted on ball bearing casters and includes permanently mounted hinged lid. Provides means of bagging infectious waste at point of waste generation.
M4100 | Sphygmomanometer, Aneroid, Wall Mounted | 1 | VV | Aneroid sphygmomanometer. Unit is wall mounted and has large graphic dial display for easy reading from all angles. It has a 90 degree (angle) swivel and 10 degree (angle) forward tilt to reduce glare. Unit accuracy is within 1% of reading. Sturdy impact-resistant construction.
M4116 | Monitor, Vital Signs | 1 | VV | Electronic sphygmomanometer. LCD displays non-invasive blood pressure, pulse rate and temperature. Used in hospitals and clinics. Includes an optional mobile stand.
M4200 | Otoscope/Ophthalmoscope, Wall Mounted | 1 | VV | Wall mounted otoscope and ophthalmoscope. Includes 6 foot line cord and plug and accepts and includes two handles. Contains head turn-on/turn-off, built-in speculum tray and 8 foot coiled cords. Unit is designed for use in patient exam rooms.
M4255 | Stand, IV, Adjustable | 1 | VV | Adjustable IV stand with 4-hook arrangement. Stand has stainless steel construction with heavy weight base. It adjusts from 66 inches to 100 inches and is mounted on conductive rubber, ball bearing, swivel casters. Stand is used for administering intravenous solutions.
M4655 | Stretcher, Mobile, CRS, 9 Position | 1 | VV | Mobile stretcher. All corrosion resistant stainless steel construction. It consists of a tubular frame with side rails, a 9-position hydraulic base with pneumatic fowler adjustment, and a 2" pad. Unit is mounted on 8" conductive casters. Designed for patient transport as well as for minor surgical procedures.
M7405 | Light, Exam, Ceiling Mounted | 1 | CC | Ceiling exam light. Consists of a lightheaded reflector supported by a ceiling mounted radial arm assembly that provides a wide range of positioning capabilities. Halogen bulbs and an intensity control provide cool, color corrected light. The minimum ceiling height in most cases is 8'-0"; refer to each manufacturer's specific installation requirements. Physical dimensions refer to the retracted light; one length of the dual swing arm around the center mount in width and depth and the combined height of the lamp head and folded arms. Unit may also have a center mount detachable and sterilizable control handle. For use in minor procedure or examination room applications.
M7710 | Electrocardiograph, 12 Lead, Portable | 1 | VV | Used to detect the electrical signals associated with cardiac activity, diagnose cardiac abnormalities, determine a patients response to drug therapy and reveal trends or changes in heart function. Capable of recording two or more leads simultaneously, recording an entire 12 lead ECG in about 10 seconds. Includes of a 3.5 inch, high density, floppy disk drive for test storage. Portable.
M8810 | Stand, Mayo | 1 | VV | Adjustable instrument table. Table is corrosion resistant stainless steel construction and is mounted on two casters with two skid rails. It has telescopic upright adjusts from 39 inches to 60 inches with automatic locking device, and removable 13"x19" instrument tray. Designed for use in operating and procedure rooms.
6 - TPB01 - Toilet, Multi-Specialty Procedure Room Patient | 6 - TPB01 - Toilet, Multi-Specialty Procedure Room Patient | 6 - TPB01 - Toilet, Multi-Specialty Procedure Room Patient | 6 - TPB01 - Toilet, Multi-Specialty Procedure Room Patient | 6 - TPB01 - Toilet, Multi-Specialty Procedure Room Patient
JSN | NAME | QTY | ACQ | DESCRIPTION
A1067 | Mirror, Float Glass, ADA Accessible | 1 | CC | A high quality 1/4" polished float glass mirror with a stainless steel frame. Frame holds mirror in a tilted position for accessibility and compliance with ADA requirements. Mirror has a galvanized steel back secured to frame with concealed screws with integral horizontal hanging brackets. Mirror shall be approximately 18" wide and 36" high. Other sizes are available.
A5075 | Dispenser, Soap, Disposable | 1 | VV | Disposable soap dispenser. One-handed dispensing operation. Designed to accommodate disposable soap cartridge and valve.
A5082 | Dispenser, Paper Towel, Sensor, Hands Free | 1 | CC | A surface mounted, sensor activated, automatic, roll paper towel dispenser. The unit dispenses a paper towel automatically only when hands are place in position below the dispenser for maximum sanitation and hygiene. May include adjustable settings for sheet length, time delay, and sensor range. Unit is battery operated or with optional AC power adapter.
A5090 | Disposal, Sanitary Napkin, SS, Surface Mounted | 1 | CC | A surface mounted, satin finish stainless steel, sanitary napkin disposal. Disposal features a flip-up cover, secured to the container by a heavy duty stainless steel piano-hinge. Disposal may be secured to wall or toilet partition. For general purpose use in female toilet stalls or rooms and uni-sex toilet rooms.
A5109 | Grab Bar, ABA Compliant, SS, 2-Wall, W/C Accessible | 2 | CC | 2-wall toilet stall/room grab bar with concealed mounting flanges and a satin finish stainless steel peened gripping surface.. Snap over flanges are provided to conceal mounting screws. A selection of mounting kits and concealed anchor devices are available from the manufacturers for different types of installations. Grab bar shall comply with all barrier-free accessibility guidelines for design, sizing, positioning, installation, and structural strength. For typical water closet applications in toilet stalls and rooms where Architectural Barriers Act grab bar requirements must be met.
A5145 | Hook, Garment, Double, SS, Surface Mounted | 1 | CC | A surface mounted, satin finish stainless steel, double garment hook. Equipped with a concealed mounting bracket that is secured to a concealed wall plate. For general purpose use throughout the facility to hang various items of apparel.
A5200 | Dispenser, Toilet Tissue, SS, 2-Roll, Surface Mntd | 1 | CC | A concealed surface mounted, double roll, satin finish stainless steel, toilet tissue dispenser. Unit accommodates two standard-core toilet tissue rolls through 5" in diameter. Spindles are chrome plated plastic with a heavy-duty internal spring and turn freely for non-controlled delivery. For general purpose use in restrooms.
F2010 | Basket, Wastepaper, Step-On | 1 | VV | "Step-on" wastepaper basket with inner liner and foot petal activated flip top.
P3005 | Lavatory, Vitreous China, Bariatric | 1 | CC | A floor mounted bariatric lavatory with a capability to withstand a static downward pressure of 1,000 lbs. at the front of the sink. Lavatory will have a gooseneck faucet with wrist blade handles. Lavatory will be ADA compliant.
P9056 | Toilet, Floor Mounted, Bariatric | 1 | CC | A floor mounted, flush valve toilet with an elongated front and a load capacity of 1,000 pounds. The toilet with be vitreous china with a 1.28 or 1.6 Gpf low water consumption rate with a rear outlet. See manufacturer's literature for recommended flush valves and toilet seats.
7 - OPTM1 - Treadmill Room | 7 - OPTM1 - Treadmill Room | 7 - OPTM1 - Treadmill Room | 7 - OPTM1 - Treadmill Room | 7 - OPTM1 - Treadmill Room
JSN | NAME | QTY | ACQ | DESCRIPTION
A1010 | Telecommunication Outlet | 2 | CC | Telecommunication outlet location.
A1011 | Telephone, Desk, 1 Line | 1 | VV | Telephone, desk, 1 line.
A1066 | Mirror, Float Glass, With SS Frame | 1 | CC | A high quality 1/4" polished float glass mirror 36X18, framed in a one-piece, bright polished, stainless steel channel frame with 90Â° mitered corners. All edges of the mirror are protected by absorbing filler strips. Mirror has a galvanized steel back with integral horizontal hanging brackets and wall hanger for concealed mounting. For mounting above single wall mounted lavatories located in toilet areas, Doctors examination offices, etc. May also be used above double lavatories, either wall or countertop mounted, found in restroom areas.
A5075 | Dispenser, Soap, Disposable | 1 | VV | Disposable soap dispenser. One-handed dispensing operation. Designed to accommodate disposable soap cartridge and valve.
A5080 | Dispenser, Paper Towel, SS, Surface Mounted | 1 | CC | A surface mounted, satin finish stainless steel, single-fold, paper towel dispenser. Dispenser features: tumbler lock; front hinged at bottom; and refill indicator slot. Minimum capacity 400 single-fold paper towels. For general purpose use throughout the facility.
A5106 | Waste Disposal Unit, Sharps w/Glove Dispenser | 1 | VV | The unit is designed for the disposal of sharps and complies with OSHA guidelines for the handling of sharps. It shall house a 5 quart container and be capable of being mounted on a wall. It shall have a glove dispenser attached. The unit shall be secured by a locked enclosure.
A5145 | Hook, Garment, Double, SS, Surface Mounted | 1 | CC | A surface mounted, satin finish stainless steel, double garment hook. Equipped with a concealed mounting bracket that is secured to a concealed wall plate. For general purpose use throughout the facility to hang various items of apparel.
A5180 | Track, Cubicle, Surface Mounted, With Curtain | 8 | VV | Surface mounted cubicle track, with curtain. Track constructed of thick extruded aluminum. Equipped with self lubricating carriers, beaded drop chain hooks, and flame resistant curtain. To include removable end caps. Designed to be suspended around patient areas where privacy is needed. Price listed is per foot of the track, curtains to be priced per quote.
E0210 | Worksurface, w/Overhead Cab, Wall Mtd, 48" W | 1 | VV | THIS TYPICAL INCLUDES: 2 Vertical Hanging Strips 1 Lockable Flipper Unit 1 Shelf, Storage/Display 1 Light 1 Cantilevered Work Surface
E0912 | Locker, Supply, Med Surg, Wall Mtd | 2 | VV | Medical/Surgical Supply locker, Wall Mounted, approximately 23"W x 20"D. THIS TYPICAL INCLUDES: 1 Wall Mounted Rail 1 Locked Storage Container 4 Tray/Shelves 5 Drawers, 3"H 2 Drawers, 6"H 2 Tray/Shelf Dividers Drawer Organizer Bins Consider the need for an E0921 to transport the locker from place to place.
E0954 | Cart, Emergency, Mobile, 66"H x 32"W x 22"D | 1 | VV | THIS TYPICAL INCLUDES: 1 Cart body, style-A narrow, w/raised edge top 1 Accessory rail, side 1 Accessory rail, back 1 Defibrillator tray 1 IV pole 1 Breakaway bar 1 Flip-up shelf 1 Wastebasket 1 Oxygen tank holder 1 Electrical box-4 outlet 1 Cord wrap 4 Drawer, 3"H 3 Drawer, 6"H Drawer organizer bins.
E1500 | Rail, MOD, W/MNTD, HX144XD | 1 | VV | Wall mounted rail used for hanging (mounting) lockers, shelves and drawers on a wall.
F0210 | Chair, Side, Without Arms | 1 | VV | Upholstered side chair approximately 32" high X 19" wide X 23" deep with floor glides. Seat is non-tilting and without arms.
F0280 | Chair, Swivel, Low Back | 1 | VV | Low back contemporary swivel chair, 37" high X 25" wide X 31" deep with a five (5) caster swivel base, arms and foam padded seat and back upholstered with either woven textile fabric or vinyl.
F0340 | Stool, Self Adjusting | 1 | VV | Self adjusting stool. Consists of a foam padded upholstered seat with attached foot rest for added comfort. Mounted on swivel casters. Designed for doctor's use during examinations.
F2000 | Basket, Wastepaper, Fire Resistant | 1 | VV | Wastepaper basket, fire resistant, approximately 40 quart capacity. This unit is used to collect and temporarily store small quantities of paper refuse in patient rooms, administrative areas and nursing stations. Size and shape varies depending on the application and manufacturer selected.
F3200 | Clock, Battery, 12" Diameter | 1 | VV | Clock, 12" diameter. Round surface, easy to read numbers with sweep second hand. Wall mounted unit for use when impractical to install a fully synchronized clock system. Battery operated, (batteries not included).
M0750 | Flowmeter, Air, Connect w/50 PSI Supply | 1 | VV | Air flowmeter. Unit has a stainless steel needle valve with clear flowtube for connection to 50 PSI air outlet from central pipeline system. Requires the appropriate adapter for connection to the wall outlet and fitting to connect to tubing. Database prices reflect fittings with an attached DISS power outlet. Other outlet and adapter configurations are available.
M0755 | Flowmeter, Oxygen, Low Flow | 1 | VV | Oxygen flowmeter. Consists of a clear crystal flowtube calibrated to 3.5 or 8 LPM depending on manufacturer. For oxygen regulation in hospital settings. Database pricing includes DISS fitting and DISS power outlet and wall adapter. Other fitting and adapter configurations are available.
M0765 | Regulator, Vacuum | 2 | VV | Vacuum pressure regulator for connection to central piped vacuum system. Standard display scale is graduated at least from 0 to 200 mm Hg of vacuum. Displays on specialized regulators may cover other vacuum ranges. Regulator type (continuous, intermittent, continuous/intermittent, surgical, pediatric, thoracic, etc.) as required. To be used in delivery, neonatal, pediatrics or any area where suction is required. Database pricing reflects continuous regulators graduated to 200 mm Hg with a full line vacuum selection switch and DISS configured inlets and outlets.
M1801 | Computer, Microprocessing, w/Flat Panel Monitor | 1 | VV | Desk top microprocessing computer. The unit shall consist of a central processing mini tower, flat panel monitor, keyboard, mouse and speakers. The system shall have the following minimum characteristics: a 2.8 GHz Pentium processor; 512 MB memory; 80GB hard drive; 32/48x CD-ROMDVD combo; 1.44MB network interface card; video 32 MB NVIDIA; a 18 inch flat panel monitor. The computer is used throughout the facility to input, manipulate and retrieve information.
M1825 | Printer, Computer | 1 | VV | High resolution computer printer with a variety of type styles and sheet/envelope feeder trays. Database information reflects network ready, medium duty office style laser printers. Other types of printers (bubble jet, dot matrix, line or plotter) as well as light or heavy use capabilities are available.
M3070 | Hamper, Linen, Mobile, w/Lid | 1 | VV | Mobile linen hamper with hand or foot operated lid. Made of heavy tubular stainless steel with heavy gauge welded steel platform. Holds 25" hamper bags. Mounted on ball bearing casters. For linen transport in hospitals and clinics.
M3072 | Frame, Infectious Waste Bag w/Lid | 1 | VV | Frame for an infectious waste collection bag. Made of heavy tubular stainless steel with heavy gauge welded steel platform. Adjust to hold 18" or 25" trash bags. Mounted on ball bearing casters and includes permanently mounted hinged lid. Provides means of bagging infectious waste at point of waste generation.
M4116 | Monitor, Vital Signs | 1 | VV | Electronic sphygmomanometer. LCD displays non-invasive blood pressure, pulse rate and temperature. Used in hospitals and clinics. Includes an optional mobile stand.
M4255 | Stand, IV, Adjustable | 1 | VV | Adjustable IV stand with 4-hook arrangement. Stand has stainless steel construction with heavy weight base. It adjusts from 66 inches to 100 inches and is mounted on conductive rubber, ball bearing, swivel casters. Stand is used for administering intravenous solutions.
M4655 | Stretcher, Mobile, CRS, 9 Position | 1 | VV | Mobile stretcher. All corrosion resistant stainless steel construction. It consists of a tubular frame with side rails, a 9-position hydraulic base with pneumatic fowler adjustment, and a 2" pad. Unit is mounted on 8" conductive casters. Designed for patient transport as well as for minor surgical procedures.
M7660 | Defibrillator/Monitor/Recorder, Portable | 1 | VV | Portable defibrillator-monitor-recorder. Integral unit system operable from self-contained rechargeable batteries. ECG may be viewed through paddles or patient cable. Options include external pacing and 12-Lead.
M7710 | Electrocardiograph, 12 Lead, Portable | 1 | VV | Used to detect the electrical signals associated with cardiac activity, diagnose cardiac abnormalities, determine a patients response to drug therapy and reveal trends or changes in heart function. Capable of recording two or more leads simultaneously, recording an entire 12 lead ECG in about 10 seconds. Includes of a 3.5 inch, high density, floppy disk drive for test storage. Portable.
M8133 | Ergometer, Upper Body | 1 | VV | Ergometer for measuring upper body exertion during an exercise regimen. The unit consists of a seat and a hand crank mechanism at shoulder height. The unit is used for physical rehabilitation protocols and stress testing. The unit quantifiably measures the effort exerted by the patient.
M8185 | System, Stress Exercise, w/Treadmill | 1 | VV | Stress exercise system with treadmill and respiratory/metabolic assessment. The system includes an ECG amplifier, chart recorder, display, console, treadmill and modules for respiratory/metabolic assessment. Used to determine patient's functional capacity, predict and diagnose cardiopulmonary and vascular diseases and for rehabilitation of patients recovering from leg injuries or other type of illness. Some vendors require a NEMA 5-20R non-locking receptacle for their treadmills.
P3100 | Lavatory, Vitreous China, Slab Type | 1 | CC | Wall mounted, slab type, vitreous china, lavatory (approximate bowl size 7"x15"x10") with: faucet holes on 4" centers; gooseneck spout; wrist blade handles; and grid strainer. It shall be suitable for use in clinics, offices, washrooms or patient care area.
8 - TPB01 - Toilet, Multi-Specialty Patient | 8 - TPB01 - Toilet, Multi-Specialty Patient | 8 - TPB01 - Toilet, Multi-Specialty Patient | 8 - TPB01 - Toilet, Multi-Specialty Patient | 8 - TPB01 - Toilet, Multi-Specialty Patient
JSN | NAME | QTY | ACQ | DESCRIPTION
A1067 | Mirror, Float Glass, ADA Accessible | 1 | CC | A high quality 1/4" polished float glass mirror with a stainless steel frame. Frame holds mirror in a tilted position for accessibility and compliance with ADA requirements. Mirror has a galvanized steel back secured to frame with concealed screws with integral horizontal hanging brackets. Mirror shall be approximately 18" wide and 36" high. Other sizes are available.
A5075 | Dispenser, Soap, Disposable | 1 | VV | Disposable soap dispenser. One-handed dispensing operation. Designed to accommodate disposable soap cartridge and valve.
A5082 | Dispenser, Paper Towel, Sensor, Hands Free | 1 | CC | A surface mounted, sensor activated, automatic, roll paper towel dispenser. The unit dispenses a paper towel automatically only when hands are place in position below the dispenser for maximum sanitation and hygiene. May include adjustable settings for sheet length, time delay, and sensor range. Unit is battery operated or with optional AC power adapter.
A5090 | Disposal, Sanitary Napkin, SS, Surface Mounted | 1 | CC | A surface mounted, satin finish stainless steel, sanitary napkin disposal. Disposal features a flip-up cover, secured to the container by a heavy duty stainless steel piano-hinge. Disposal may be secured to wall or toilet partition. For general purpose use in female toilet stalls or rooms and uni-sex toilet rooms.
A5109 | Grab Bar, ABA Compliant, SS, 2-Wall, W/C Accessible | 2 | CC | 2-wall toilet stall/room grab bar with concealed mounting flanges and a satin finish stainless steel peened gripping surface.. Snap over flanges are provided to conceal mounting screws. A selection of mounting kits and concealed anchor devices are available from the manufacturers for different types of installations. Grab bar shall comply with all barrier-free accessibility guidelines for design, sizing, positioning, installation, and structural strength. For typical water closet applications in toilet stalls and rooms where Architectural Barriers Act grab bar requirements must be met.
A5145 | Hook, Garment, Double, SS, Surface Mounted | 1 | CC | A surface mounted, satin finish stainless steel, double garment hook. Equipped with a concealed mounting bracket that is secured to a concealed wall plate. For general purpose use throughout the facility to hang various items of apparel.
A5200 | Dispenser, Toilet Tissue, SS, 2-Roll, Surface Mntd | 1 | CC | A concealed surface mounted, double roll, satin finish stainless steel, toilet tissue dispenser. Unit accommodates two standard-core toilet tissue rolls through 5" in diameter. Spindles are chrome plated plastic with a heavy-duty internal spring and turn freely for non-controlled delivery. For general purpose use in restrooms.
F2010 | Basket, Wastepaper, Step-On | 1 | VV | "Step-on" wastepaper basket with inner liner and foot petal activated flip top.
P3005 | Lavatory, Vitreous China, Bariatric | 1 | CC | A floor mounted bariatric lavatory with a capability to withstand a static downward pressure of 1,000 lbs. at the front of the sink. Lavatory will have a gooseneck faucet with wrist blade handles. Lavatory will be ADA compliant.
P9056 | Toilet, Floor Mounted, Bariatric | 1 | CC | A floor mounted, flush valve toilet with an elongated front and a load capacity of 1,000 pounds. The toilet with be vitreous china with a 1.28 or 1.6 Gpf low water consumption rate with a rear outlet. See manufacturer's literature for recommended flush valves and toilet seats.
10 - PHYSICAL MEDICINE AND REHABILITATION (PM&R) CLINIC | 10 - PHYSICAL MEDICINE AND REHABILITATION (PM&R) CLINIC | 10 - PHYSICAL MEDICINE AND REHABILITATION (PM&R) CLINIC | 10 - PHYSICAL MEDICINE AND REHABILITATION (PM&R) CLINIC | 10 - PHYSICAL MEDICINE AND REHABILITATION (PM&R) CLINIC
1 - PTEA1 - Treatment Exercise Area | 1 - PTEA1 - Treatment Exercise Area | 1 - PTEA1 - Treatment Exercise Area | 1 - PTEA1 - Treatment Exercise Area | 1 - PTEA1 - Treatment Exercise Area
JSN | NAME | QTY | ACQ | DESCRIPTION
A1010 | Telecommunication Outlet | 4 | CC | Telecommunication outlet location.
A1014 | Telephone, Wall Mounted, 1 Line, With Speaker | 1 | VV | Telephone, wall mounted, 1 line, with speaker.
A1080 | Mirror, Posture, Wall Mounted | 4 | CC | Wall mounted posture mirror. Consists of a 1/4" plate glass in a sturdy corrosion resistant frame with water proof back. For educational and therapy programs.
A5075 | Dispenser, Soap, Disposable | 1 | VV | Disposable soap dispenser. One-handed dispensing operation. Designed to accommodate disposable soap cartridge and valve.
A5080 | Dispenser, Paper Towel, SS, Surface Mounted | 1 | CC | A surface mounted, satin finish stainless steel, single-fold, paper towel dispenser. Dispenser features: tumbler lock; front hinged at bottom; and refill indicator slot. Minimum capacity 400 single-fold paper towels. For general purpose use throughout the facility.
C04P0 | Cabinet, Sink, U/C/B, 2 Door, 36x36x22 | 1 | CC | Standing height under counter base sink cabinet with solid hinged doors. Also referred to as a double-door sink cabinet. For general purpose use throughout the facility where a sink is to be used. Coordinate actual clear cabinet dimension with the actual outside dimension of sink that is specified to ensure that they are compatible.
CT025 | Countertop, Solid Surface with Sink Combination | 1 | CC | A solid, nonporous countertop approximately 36"W x 22"D with a undercounter sink combination. The countertop is an acrylic-based solid surface product with a standard thickness of 1", and a 4" butt backsplash/curb. Surfaces will be easy to clean and maintain. Also referred to as a work surface or work top with sink. Available in a choice of colors, depths and sink shapes. Used for various applications in patient rooms, restrooms and throughout the facility. Usually a part of a casework interior design program. Unit does not include the drain and faucet.
E0948 | Cart, General Storage, Mobile, 42"H x 32"W x 22"D | 1 | VV | THIS TYPICAL INCLUDES: 1 Cart Body, Style-A Narrow, w/Raised Edge Top 2 Drawers, 3" H 4 Drawers, 6" H 1 Accessory Rail, Side Drawer Organizer Bins
F2000 | Basket, Wastepaper, Fire Resistant | 2 | VV | Wastepaper basket, fire resistant, approximately 40 quart capacity. This unit is used to collect and temporarily store small quantities of paper refuse in patient rooms, administrative areas and nursing stations. Size and shape varies depending on the application and manufacturer selected.
F3200 | Clock, Battery, 12" Diameter | 1 | VV | Clock, 12" diameter. Round surface, easy to read numbers with sweep second hand. Wall mounted unit for use when impractical to install a fully synchronized clock system. Battery operated, (batteries not included).
G0144 | Ergometer, Recumbent Stepper | 1 | VV | Seated stepping ergometer for total body, arms and/or legs low impact conditioning. The unit features a closed kinetic chain action which combines reciprocal stepping and arm action. The arm settings and seat are adjustable. A battery operated performance computer allows for adjusting workload level. The unit has a heavy duty steel frame construction with low-density plastic covers.
G1007 | Ergometer, Stationary, Stair | 1 | VV | Stair climbing exercise unit for use in physical training in a gym or in rehabilitation exercise protocols in a physical therapy clinic. The unit includes foot pedals, variable resistance settings, several exercise routines with varying intensity settings and a display for motivation and monitoring. Some models have optional direct or telemetric pulse monitoring. Database electrical specifications are for those models which require power. Refer to the manufacturers' specifications to verify electrical requirements.
G1026 | Exercise Apparatus, Weight Training, Multi-Station | 1 | VV | Multi-station weight training apparatus for physical development and rehabilitation. Unit features a variety of benches, pull bars, supports and seats grouped around a central frame containing one or more weight stacks. Each station is designed to exercise specific muscle groups. A person can perform an extensive weight training routine by moving around the apparatus from station to station. More than one person can use the apparatus simultaneously by training at different stations. The number and types of exercises available depend on the specific model of equipment chosen. Greater system weight capacities for high level athletic competition training are available on some models. The room ceiling may have to be raised to accommodate this equipment. The database specifications refer to a higher end system with a large number of training stations and a standard weight set.
G1037 | Weight Set, Exercise, Dumbbell | 1 | VV | Set of weightlifting dumbbells for use in physical training or rehabilitation. Weights can be plain metal, rubber cushioned metal or chrome plated and are in matched pairs at each weight increment. Database information refers to a large set of matched weights increasing in 5-lb. increments from 5-lb. to 100- lb. (20 pairs of weights) stacked on the floor. Differing manufacturers may offer more or less extensive selections. The individual facility's requirement will determine the exact set configuration and cost. See JSN G1040 for the racks to hold these weights.
G1040 | Rack, Dumbbell | 1 | VV | Rack for holding dumbbells in a gym or rehabilitation facility. The manufacturers provide several different rack styles and capacities depending on the number and type of dumbbells the rack(s) will hold. The database information is for a double rail rack holding twenty (ten pairs) of full size metal plate dumbbells.
G1043 | Ergometer, Recumbent Bicycle, Computer Assisted | 1 | VV | Computer assisted recumbent bicycle aerobic trainer. The trainer provides aerobic workouts on a computer controlled and monitored recumbent bicycle ergometer. The ergometer has several training routines and intensities which either the exerciser or a therapist can select. The unit display provides a readout of work accomplished as well as graphics to motivate the exerciser. Many models offer optional heart rate monitoring and wheels for easy mobility. Depending on the manufacturer and model, the computer is powered by the exerciser or an external source. The database electrical requirements are for those units requiring electrical power. The trainer is used for cardio-respiratory development in a gym or the exercise area of Physical Therapy.
M4100 | Sphygmomanometer, Aneroid, Wall Mounted | 1 | VV | Aneroid sphygmomanometer. Unit is wall mounted and has large graphic dial display for easy reading from all angles. It has a 90 degree (angle) swivel and 10 degree (angle) forward tilt to reduce glare. Unit accuracy is within 1% of reading. Sturdy impact-resistant construction.
M8075 | Lift, Patient, Physical Therapy | 1 | CC | Physical therapy patient lift. The unit is constructed of durable stainless steel and bolted to the floor. The lift consists of a water powered hydraulic lift cylinder, lift swing arm and swivel chair with armrests. The unit is equipped with a control panel and below the floor foundation tube. This lift is custom made to meet specific buyer's needs. Refer to JSN descriptions for hydrotherapy baths and whirlpools before specifying this JSN in drawings. Lifts are integral parts of many baths and pools. The unit is used in physical therapy areas.
M8115 | Conditioner, Cold Treatment Pack | 1 | VV | Refrigeration unit for twelve cold therapy packs. Unit features thermostatic temperature control, automatic defrosting and refrigeration grade insulation. Interior chamber is designed to facilitate periodic cleaning. Smaller capacity models are available.
M8120 | Therapy Unit, Hydroculator | 1 | VV | Moist Heat Therapy Unit, also referred as a Hydrocollator Heating Unit, are used to apply effective heat to hot packs used in moist heat therapy. Unit is supplied ready for immediate use and requires no special plumbing. Unit features: stainless steel insulated wall, thermostatically controlled, casters ( mobile units only), and standard size Hot Packs. Other unit sizes and accessories (variety of hot packs, tongs, side table rack, etc.) are available.
M8125 | Ergometer, Bicycle, Stationary | 2 | VV | Bicycle ergometer. The unit includes an adjustable seat, pedals with toe clips, disc brakes, and tachometer/odometer. The display provides readouts of time, speed and distance. The unit features steel construction for durability and reliability. The ergometer is used in progressive rehabilitation or physical training programs.
M8174 | Ultrasound/Neuromuscular Stimulation Combo Unit | 1 | VV | Ultrasound unit in combination with a neuromuscular stimulator; unit can deliver both types of treatments simultaneously or individually. The ultrasound unit operates at one or more frequencies. The electrotherapy portion of the instrument can operate at set voltages or continuously variable across a range. Depending on the ultrasound frequency and electrotherapy voltage, the clinician selects one of several treatment unit heads. Some models feature microprocessor controls, data collection, data correlation and data downloading for analysis over time.
M8210 | Cart, Weight, Physical Therapy, w/Weights | 1 | VV | Physical therapy weight cart equipped with weights, two storage shelves, and racks to store dumbbells. Unit is constructed of quality hardwood and mounted on 4 heavy-duty casters. Used for storage of weights.
M8240 | Parallel Bars, Physical Therapy | 1 | VV | Physical therapy parallel bars. Unit can have manual or electrically powered adjustments. Bar height is adjustable from 25" to 40" and the bar width is adjustable from 16" to 25". Hand rails are chrome plated 1-1/2" steel tubing. Walking aisle is a minimum of 24" wide and finished in natural wood or covered with vinyl matting. Database information reflects 10' or 12' bar length electrically powered units.
M8275 | Pulley, Triplex | 1 | VC | Triplex pulley for physical therapy use. Unit consists of two handles at chest level, two handles at the floor, and two handles suspended from the ceiling. Unit features 20 to 27 pounds of adjustable weights.
M8305 | Platform, Exercise, w/Mat, Powered | 2 | VV | Exercise platform with power height adjustment. The platform rests on one or two pedestal bases which contain the power mechanism for adjusting the table height. The platform top or removable mattress is covered with heavy duty, nylon-reinforced vinyl for durability. The adjustable height feature is designed to accommodate patients who have difficulty sitting or transferring from a wheelchair as well as providing an optimal working height for the physical therapist once the patient is on the table. Larger and smaller units as well as manual crank platform tables are available.
M8331 | Treadmill, Weight Bearing System | 1 | VV | Incremental weight bearing system. Unit is used to limit weight bearing while exercising on a treadmill. Includes frame, harness, sensor, controller and side pads. Does not include the treadmill.
M8335 | Exerciser, Continuous Passive Motion (CPM) | 1 | VV | Continuous passive motion exerciser (CPM). The unit provides mobilization of a patient's limbs with little or no effort required by the patient. The exerciser is used postoperatively to mobilize knees or shoulders to reduce recovery time and speed ambulation of the patient. The unit is motor driven and may be adjusted to fit a variety of patients. The exerciser also includes adjustments for limiting the range of motion.
P3100 | Lavatory, Vitreous China, Slab Type | 1 | CC | Wall mounted, slab type, vitreous china, lavatory (approximate bowl size 7"x15"x10") with: faucet holes on 4" centers; gooseneck spout; wrist blade handles; and grid strainer. It shall be suitable for use in clinics, offices, washrooms or patient care area.
2 - PTTC1 - Treatment Room | 2 - PTTC1 - Treatment Room | 2 - PTTC1 - Treatment Room | 2 - PTTC1 - Treatment Room | 2 - PTTC1 - Treatment Room
JSN | NAME | QTY | ACQ | DESCRIPTION
A1010 | Telecommunication Outlet | 2 | CC | Telecommunication outlet location.
A1014 | Telephone, Wall Mounted, 1 Line, With Speaker | 1 | VV | Telephone, wall mounted, 1 line, with speaker.
A5106 | Waste Disposal Unit, Sharps w/Glove Dispenser | 1 | VV | The unit is designed for the disposal of sharps and complies with OSHA guidelines for the handling of sharps. It shall house a 5 quart container and be capable of being mounted on a wall. It shall have a glove dispenser attached. The unit shall be secured by a locked enclosure.
A5145 | Hook, Garment, Double, SS, Surface Mounted | 1 | CC | A surface mounted, satin finish stainless steel, double garment hook. Equipped with a concealed mounting bracket that is secured to a concealed wall plate. For general purpose use throughout the facility to hang various items of apparel.
A5180 | Track, Cubicle, Surface Mounted, With Curtain | 10 | VV | Surface mounted cubicle track, with curtain. Track constructed of thick extruded aluminum. Equipped with self lubricating carriers, beaded drop chain hooks, and flame resistant curtain. To include removable end caps. Designed to be suspended around patient areas where privacy is needed. Price listed is per foot of the track, curtains to be priced per quote.
E0948 | Cart, General Storage, Mobile, 42"H x 32"W x 22"D | 1 | VV | THIS TYPICAL INCLUDES: 1 Cart Body, Style-A Narrow, w/Raised Edge Top 2 Drawers, 3" H 4 Drawers, 6" H 1 Accessory Rail, Side Drawer Organizer Bins
F0340 | Stool, Self Adjusting | 1 | VV | Self adjusting stool. Consists of a foam padded upholstered seat with attached foot rest for added comfort. Mounted on swivel casters. Designed for doctor's use during examinations.
F0355 | Footstool, Straight | 1 | VV | Step stool. Used to assist patients getting on and off exam or surgical tables. Fitted with electrically conductive rubber tips.
M8174 | Ultrasound/Neuromuscular Stimulation Combo Unit | 1 | VV | Ultrasound unit in combination with a neuromuscular stimulator; unit can deliver both types of treatments simultaneously or individually. The ultrasound unit operates at one or more frequencies. The electrotherapy portion of the instrument can operate at set voltages or continuously variable across a range. Depending on the ultrasound frequency and electrotherapy voltage, the clinician selects one of several treatment unit heads. Some models feature microprocessor controls, data collection, data correlation and data downloading for analysis over time.
M8315 | Table, Traction, Physical Therapy | 1 | VV | Physical therapy traction table. Upholstered table top with a removable non-friction rolling lumbar section for smooth efficient traction. Mounting board is height adjustable. Some tables include traction units. Used in physical therapy during traction treatments.
3 - WRTM1 - Therapy Team Room | 3 - WRTM1 - Therapy Team Room | 3 - WRTM1 - Therapy Team Room | 3 - WRTM1 - Therapy Team Room | 3 - WRTM1 - Therapy Team Room
JSN | NAME | QTY | ACQ | DESCRIPTION
A1010 | Telecommunication Outlet | 4 | CC | Telecommunication outlet location.
A1015 | Telephone, Desk, Multiple Line | 2 | VV | Telephone, desk, multiple line.
E0123 | Workstation, Straight, Free Standing, 72" W | 4 | VV | This JSN will provide a whole work station typical to quickly plan work in areas in clinical or administrative spaces. There will be a price decrease if typical work stations are used with vertical hanging strips instead of panels. THIS TYPICAL INCLUDES: 4 Standard Solid Panels 2 Panel Connectors, 2-Way Corner 1 Panel-to-Panel Connector 2 Finished End Hardware 1 Cantilevered, Work Surface 2 Lockable Flipper Units 2 Shelf, Storage/Displays 2 Lights 1 Tack board 1 Tool Rail 1 Paper Tray 1 Diagonal Tray 1 Adjustable Keyboard Tray 1 Mobile Pedestal, Box/File
F0275 | Chair, Swivel, High Back | 4 | VV | Highback contemporary swivel chair, 41" high X 23" wide X 23" deep with five (5) caster swivel base and arms. Chair may be used at desks or in conference rooms. Back and seat are foam padded and upholstered with either woven textile fabric or vinyl.
F0420 | Cabinet, Filing, Lateral, Half Height | 2 | VV | Half height two (2) or three (3) drawer lateral filing cabinet, 28" high X 42" wide X 18" deep with recessed handles, locking device and drawer label holders. Drawers are adaptable to either letter or legal size materials.
F2000 | Basket, Wastepaper, Fire Resistant | 4 | VV | Wastepaper basket, fire resistant, approximately 40 quart capacity. This unit is used to collect and temporarily store small quantities of paper refuse in patient rooms, administrative areas and nursing stations. Size and shape varies depending on the application and manufacturer selected.
F3200 | Clock, Battery, 12" Diameter | 1 | VV | Clock, 12" diameter. Round surface, easy to read numbers with sweep second hand. Wall mounted unit for use when impractical to install a fully synchronized clock system. Battery operated, (batteries not included).
M1801 | Computer, Microprocessing, w/Flat Panel Monitor | 4 | VV | Desk top microprocessing computer. The unit shall consist of a central processing mini tower, flat panel monitor, keyboard, mouse and speakers. The system shall have the following minimum characteristics: a 2.8 GHz Pentium processor; 512 MB memory; 80GB hard drive; 32/48x CD-ROMDVD combo; 1.44MB network interface card; video 32 MB NVIDIA; a 18 inch flat panel monitor. The computer is used throughout the facility to input, manipulate and retrieve information.
4 - SRE01 - Storage, Equipment | 4 - SRE01 - Storage, Equipment | 4 - SRE01 - Storage, Equipment | 4 - SRE01 - Storage, Equipment | 4 - SRE01 - Storage, Equipment
JSN | NAME | QTY | ACQ | DESCRIPTION
A1010 | Telecommunication Outlet | 1 | CC | Telecommunication outlet location.
M2055 | Shelving, Storage, Wire, CRS, w/Adjustable Shelves | 4 | VV | Stationary, wire, shelving unit. Unit has fully adjustable shelves constructed of stainless steel. For use in general purpose storage areas. Shelving is provided in various sizes and configurations. Price provided is for a unit approximately 74"H x 18"D x 48"W with four shelves.
5 - TPG01 - Toilet, PM&R Patient | 5 - TPG01 - Toilet, PM&R Patient | 5 - TPG01 - Toilet, PM&R Patient | 5 - TPG01 - Toilet, PM&R Patient | 5 - TPG01 - Toilet, PM&R Patient
JSN | NAME | QTY | ACQ | DESCRIPTION
A1067 | Mirror, Float Glass, ADA Accessible | 1 | CC | A high quality 1/4" polished float glass mirror with a stainless steel frame. Frame holds mirror in a tilted position for accessibility and compliance with ADA requirements. Mirror has a galvanized steel back secured to frame with concealed screws with integral horizontal hanging brackets. Mirror shall be approximately 18" wide and 36" high. Other sizes are available.
A5075 | Dispenser, Soap, Disposable | 1 | VV | Disposable soap dispenser. One-handed dispensing operation. Designed to accommodate disposable soap cartridge and valve.
A5082 | Dispenser, Paper Towel, Sensor, Hands Free | 1 | CC | A surface mounted, sensor activated, automatic, roll paper towel dispenser. The unit dispenses a paper towel automatically only when hands are place in position below the dispenser for maximum sanitation and hygiene. May include adjustable settings for sheet length, time delay, and sensor range. Unit is battery operated or with optional AC power adapter.
A5090 | Disposal, Sanitary Napkin, SS, Surface Mounted | 1 | CC | A surface mounted, satin finish stainless steel, sanitary napkin disposal. Disposal features a flip-up cover, secured to the container by a heavy duty stainless steel piano-hinge. Disposal may be secured to wall or toilet partition. For general purpose use in female toilet stalls or rooms and uni-sex toilet rooms.
A5109 | Grab Bar, ABA Compliant, SS, 2-Wall, W/C Accessible | 1 | CC | 2-wall toilet stall/room grab bar with concealed mounting flanges and a satin finish stainless steel peened gripping surface.. Snap over flanges are provided to conceal mounting screws. A selection of mounting kits and concealed anchor devices are available from the manufacturers for different types of installations. Grab bar shall comply with all barrier-free accessibility guidelines for design, sizing, positioning, installation, and structural strength. For typical water closet applications in toilet stalls and rooms where Architectural Barriers Act grab bar requirements must be met.
A5145 | Hook, Garment, Double, SS, Surface Mounted | 1 | CC | A surface mounted, satin finish stainless steel, double garment hook. Equipped with a concealed mounting bracket that is secured to a concealed wall plate. For general purpose use throughout the facility to hang various items of apparel.
A5200 | Dispenser, Toilet Tissue, SS, 2-Roll, Surface Mntd | 1 | CC | A concealed surface mounted, double roll, satin finish stainless steel, toilet tissue dispenser. Unit accommodates two standard-core toilet tissue rolls through 5" in diameter. Spindles are chrome plated plastic with a heavy-duty internal spring and turn freely for non-controlled delivery. For general purpose use in restrooms.
F2010 | Basket, Wastepaper, Step-On | 1 | VV | "Step-on" wastepaper basket with inner liner and foot petal activated flip top.
P3000 | Lavatory, Vitreous China, Straight Back | 1 | CC | Wall mounted, vitreous china lavatory (approximate bowl size 7"x15"x10") with: straight-front apron, straight or contoured back; faucet holes on 4" centers; gooseneck spout; wrist blade handles; and grid strainer. It shall be suitable for use in clinics, offices, washrooms or patient care areas.
P9050 | Toilet, Wall Hung, Siphon Jet | 1 | CC | Siphon jet water closet/ toilet. This unit is wall hung with an elongated bowl, top spud flushometer, seat with open front and check hinge, and carrier. Used in restrooms throughout the health care facility.
11 - PROSTHETICS AND SENSORY AIDS CLINIC | 11 - PROSTHETICS AND SENSORY AIDS CLINIC | 11 - PROSTHETICS AND SENSORY AIDS CLINIC | 11 - PROSTHETICS AND SENSORY AIDS CLINIC | 11 - PROSTHETICS AND SENSORY AIDS CLINIC
1 - WTG03 - Sub-Waiting, Prosthetics Patient | 1 - WTG03 - Sub-Waiting, Prosthetics Patient | 1 - WTG03 - Sub-Waiting, Prosthetics Patient | 1 - WTG03 - Sub-Waiting, Prosthetics Patient | 1 - WTG03 - Sub-Waiting, Prosthetics Patient
JSN | NAME | QTY | ACQ | DESCRIPTION
A5077 | Dispenser, Hand Sanitizer, Hands-Free | 1 | VV | A touch free wall-mounted hand sanitizer dispenser. For use throughout a healthcare facility. Unit does not include the sanitizing liquid. Units are battery operated.
A6046 | Artwork, Decorative, With Frame | 1 | VV | This JSN is to be used for determining and defining location of decorative artwork.
F0206 | Chair, Side, Bariatric, With Arms | 1 | VV | A bariatric side chair with arms for use in a waiting room, lobby or other patient area. Chair will have a padded seat and back and have a capacity of 800 pounds.
F0305 | Chair, Waiting Room, Single | 1 | VV | Single seat waiting room chair with foam padded seat and back. Upholstered with either woven fabric textile or vinyl. Arms and floor glides included.
F2000 | Basket, Wastepaper, Fire Resistant | 1 | VV | Wastepaper basket, fire resistant, approximately 40 quart capacity. This unit is used to collect and temporarily store small quantities of paper refuse in patient rooms, administrative areas and nursing stations. Size and shape varies depending on the application and manufacturer selected.
F2300 | Rack, Magazine, Wall Mounted | 1 | VV | Wall mounted magazine rack with nine (9) magazine holding compartments.
F3200 | Clock, Battery, 12" Diameter | 1 | VV | Clock, 12" diameter. Round surface, easy to read numbers with sweep second hand. Wall mounted unit for use when impractical to install a fully synchronized clock system. Battery operated, (batteries not included).
2 - OFA03 - Workstation, Dispensing Prosthetic Clerk | 2 - OFA03 - Workstation, Dispensing Prosthetic Clerk | 2 - OFA03 - Workstation, Dispensing Prosthetic Clerk | 2 - OFA03 - Workstation, Dispensing Prosthetic Clerk | 2 - OFA03 - Workstation, Dispensing Prosthetic Clerk
JSN | NAME | QTY | ACQ | DESCRIPTION
A1010 | Telecommunication Outlet | 1 | CC | Telecommunication outlet location.
A1015 | Telephone, Desk, Multiple Line | 1 | VV | Telephone, desk, multiple line.
E0075 | Workstation, L-Shaped, Freestanding, 72x48 | 1 | VV | THIS TYPICAL INCLUDES: 4 Standard Solid Panels 2 Panel-To-Panel Connectors 1 Panel Connector, 2-Way Corner 2 Finished End Hardware 2 Lockable Flipper Units 2 Shelves, Storage/Display 3 Lights 2 Tackboards 2 Tool Rails 2 Paper Trays 1 Diagonal Tray 2 Cantilevered Work Surfaces 1 Adjustable Keyboard Tray 1 Hanging Pedestal, Box/File 1 Pencil Drawer 2 Support Panels
F0275 | Chair, Swivel, High Back | 1 | VV | Highback contemporary swivel chair, 41" high X 23" wide X 23" deep with five (5) caster swivel base and arms. Chair may be used at desks or in conference rooms. Back and seat are foam padded and upholstered with either woven textile fabric or vinyl.
F0420 | Cabinet, Filing, Lateral, Half Height | 1 | VV | Half height two (2) or three (3) drawer lateral filing cabinet, 28" high X 42" wide X 18" deep with recessed handles, locking device and drawer label holders. Drawers are adaptable to either letter or legal size materials.
F2000 | Basket, Wastepaper, Fire Resistant | 1 | VV | Wastepaper basket, fire resistant, approximately 40 quart capacity. This unit is used to collect and temporarily store small quantities of paper refuse in patient rooms, administrative areas and nursing stations. Size and shape varies depending on the application and manufacturer selected.
M1801 | Computer, Microprocessing, w/Flat Panel Monitor | 1 | VV | Desk top microprocessing computer. The unit shall consist of a central processing mini tower, flat panel monitor, keyboard, mouse and speakers. The system shall have the following minimum characteristics: a 2.8 GHz Pentium processor; 512 MB memory; 80GB hard drive; 32/48x CD-ROMDVD combo; 1.44MB network interface card; video 32 MB NVIDIA; a 18 inch flat panel monitor. The computer is used throughout the facility to input, manipulate and retrieve information.
3 - MRPA1 - Mailing Room, Prosthetic Appliances | 3 - MRPA1 - Mailing Room, Prosthetic Appliances | 3 - MRPA1 - Mailing Room, Prosthetic Appliances | 3 - MRPA1 - Mailing Room, Prosthetic Appliances | 3 - MRPA1 - Mailing Room, Prosthetic Appliances
JSN | NAME | QTY | ACQ | DESCRIPTION
A1010 | Telecommunication Outlet | 1 | CC | Telecommunication outlet location.
A1012 | Telephone, Wall Mounted, 1 Line | 1 | VV | Telephone, wall mounted, 1 line.
E0048 | Workcenter, Computer, Free Standing, 72" W | 1 | VV | THIS TYPICAL INCLUDES: 2 Paper Tray 1 Diagonal Tray 1 Tool Rail 1 Freestanding Work Surface 1 Mobile Pedestal, Box/File 1 Adjustable Keyboard Tray
F0230 | Chair, Drafting, Rotary | 1 | VV | Drafting chair approximately 47" high X 20" wide X 20" deep with rotary stool and a 5 (five) star base with casters. Padded seat and back. Foot ring adjusts with chair.
M2055 | Shelving, Storage, Wire, CRS, w/Adjustable Shelves | 2 | VV | Stationary, wire, shelving unit. Unit has fully adjustable shelves constructed of stainless steel. For use in general purpose storage areas. Shelving is provided in various sizes and configurations. Price provided is for a unit approximately 74"H x 18"D x 48"W with four shelves.
4 - SRCS1 - Storage, Prosthetic Appliances | 4 - SRCS1 - Storage, Prosthetic Appliances | 4 - SRCS1 - Storage, Prosthetic Appliances | 4 - SRCS1 - Storage, Prosthetic Appliances | 4 - SRCS1 - Storage, Prosthetic Appliances
JSN | NAME | QTY | ACQ | DESCRIPTION
A5125 | Rack, Crutch, Wall Mounted | 2 | VV | Wall mounted crutch rack. Constructed of natural finished wood with chrome plated adjustable hangers. Designed for hanging crutches and accessories.
M2055 | Shelving, Storage, Wire, CRS, w/Adjustable Shelves | 4 | VV | Stationary, wire, shelving unit. Unit has fully adjustable shelves constructed of stainless steel. For use in general purpose storage areas. Shelving is provided in various sizes and configurations. Price provided is for a unit approximately 74"H x 18"D x 48"W with four shelves.
12 - HOME BASED PRIMARY CARE | 12 - HOME BASED PRIMARY CARE | 12 - HOME BASED PRIMARY CARE | 12 - HOME BASED PRIMARY CARE | 12 - HOME BASED PRIMARY CARE
1 - WRTM1 - Teamwork Area, Home-Based Primary Care | 1 - WRTM1 - Teamwork Area, Home-Based Primary Care | 1 - WRTM1 - Teamwork Area, Home-Based Primary Care | 1 - WRTM1 - Teamwork Area, Home-Based Primary Care | 1 - WRTM1 - Teamwork Area, Home-Based Primary Care
JSN | NAME | QTY | ACQ | DESCRIPTION
A1010 | Telecommunication Outlet | 4 | CC | Telecommunication outlet location.
A1015 | Telephone, Desk, Multiple Line | 2 | VV | Telephone, desk, multiple line.
E0123 | Workstation, Straight, Free Standing, 72" W | 4 | VV | This JSN will provide a whole work station typical to quickly plan work in areas in clinical or administrative spaces. There will be a price decrease if typical work stations are used with vertical hanging strips instead of panels. THIS TYPICAL INCLUDES: 4 Standard Solid Panels 2 Panel Connectors, 2-Way Corner 1 Panel-to-Panel Connector 2 Finished End Hardware 1 Cantilevered, Work Surface 2 Lockable Flipper Units 2 Shelf, Storage/Displays 2 Lights 1 Tack board 1 Tool Rail 1 Paper Tray 1 Diagonal Tray 1 Adjustable Keyboard Tray 1 Mobile Pedestal, Box/File
F0275 | Chair, Swivel, High Back | 4 | VV | Highback contemporary swivel chair, 41" high X 23" wide X 23" deep with five (5) caster swivel base and arms. Chair may be used at desks or in conference rooms. Back and seat are foam padded and upholstered with either woven textile fabric or vinyl.
F0420 | Cabinet, Filing, Lateral, Half Height | 2 | VV | Half height two (2) or three (3) drawer lateral filing cabinet, 28" high X 42" wide X 18" deep with recessed handles, locking device and drawer label holders. Drawers are adaptable to either letter or legal size materials.
F2000 | Basket, Wastepaper, Fire Resistant | 4 | VV | Wastepaper basket, fire resistant, approximately 40 quart capacity. This unit is used to collect and temporarily store small quantities of paper refuse in patient rooms, administrative areas and nursing stations. Size and shape varies depending on the application and manufacturer selected.
F3200 | Clock, Battery, 12" Diameter | 1 | VV | Clock, 12" diameter. Round surface, easy to read numbers with sweep second hand. Wall mounted unit for use when impractical to install a fully synchronized clock system. Battery operated, (batteries not included).
M1801 | Computer, Microprocessing, w/Flat Panel Monitor | 4 | VV | Desk top microprocessing computer. The unit shall consist of a central processing mini tower, flat panel monitor, keyboard, mouse and speakers. The system shall have the following minimum characteristics: a 2.8 GHz Pentium processor; 512 MB memory; 80GB hard drive; 32/48x CD-ROMDVD combo; 1.44MB network interface card; video 32 MB NVIDIA; a 18 inch flat panel monitor. The computer is used throughout the facility to input, manipulate and retrieve information.
2 - SRE01 - Storage Room | 2 - SRE01 - Storage Room | 2 - SRE01 - Storage Room | 2 - SRE01 - Storage Room | 2 - SRE01 - Storage Room
JSN | NAME | QTY | ACQ | DESCRIPTION
A1010 | Telecommunication Outlet | 1 | CC | Telecommunication outlet location.
M2055 | Shelving, Storage, Wire, CRS, w/Adjustable Shelves | 4 | VV | Stationary, wire, shelving unit. Unit has fully adjustable shelves constructed of stainless steel. For use in general purpose storage areas. Shelving is provided in various sizes and configurations. Price provided is for a unit approximately 74"H x 18"D x 48"W with four shelves.
13 - IMAGING SERVICE | 13 - IMAGING SERVICE | 13 - IMAGING SERVICE | 13 - IMAGING SERVICE | 13 - IMAGING SERVICE
1 - WTG02 - Sub-Waiting, Diagnostic Patient | 1 - WTG02 - Sub-Waiting, Diagnostic Patient | 1 - WTG02 - Sub-Waiting, Diagnostic Patient | 1 - WTG02 - Sub-Waiting, Diagnostic Patient | 1 - WTG02 - Sub-Waiting, Diagnostic Patient
JSN | NAME | QTY | ACQ | DESCRIPTION
A5077 | Dispenser, Hand Sanitizer, Hands-Free | 1 | VV | A touch free wall-mounted hand sanitizer dispenser. For use throughout a healthcare facility. Unit does not include the sanitizing liquid. Units are battery operated.
F0206 | Chair, Side, Bariatric, With Arms | 1 | VV | A bariatric side chair with arms for use in a waiting room, lobby or other patient area. Chair will have a padded seat and back and have a capacity of 800 pounds.
F2000 | Basket, Wastepaper, Fire Resistant | 1 | VV | Wastepaper basket, fire resistant, approximately 40 quart capacity. This unit is used to collect and temporarily store small quantities of paper refuse in patient rooms, administrative areas and nursing stations. Size and shape varies depending on the application and manufacturer selected.
F2300 | Rack, Magazine, Wall Mounted | 1 | VV | Wall mounted magazine rack with nine (9) magazine holding compartments.
2 - DR001 - Dressing Room | 2 - DR001 - Dressing Room | 2 - DR001 - Dressing Room | 2 - DR001 - Dressing Room | 2 - DR001 - Dressing Room
JSN | NAME | QTY | ACQ | DESCRIPTION
A1030 | Locker, 2 Person, Over/Under | 1 | VV | Two person locker, double tier, 72Hx12Wx18D. This unit includes hooks for coats and hats. Door equipped with safety guard handles. Designed for storage of coats, hats, and other personal belongings. Other width and depths are available.
A1080 | Mirror, Posture, Wall Mounted | 1 | CC | Wall mounted posture mirror. Consists of a 1/4" plate glass in a sturdy corrosion resistant frame with water proof back. For educational and therapy programs.
A5145 | Hook, Garment, Double, SS, Surface Mounted | 1 | CC | A surface mounted, satin finish stainless steel, double garment hook. Equipped with a concealed mounting bracket that is secured to a concealed wall plate. For general purpose use throughout the facility to hang various items of apparel.
3 - XDBD1 - Bone Densitometer | 3 - XDBD1 - Bone Densitometer | 3 - XDBD1 - Bone Densitometer | 3 - XDBD1 - Bone Densitometer | 3 - XDBD1 - Bone Densitometer
JSN | NAME | QTY | ACQ | DESCRIPTION
A1010 | Telecommunication Outlet | 2 | CC | Telecommunication outlet location.
A1012 | Telephone, Wall Mounted, 1 Line | 1 | VV | Telephone, wall mounted, 1 line.
A5145 | Hook, Garment, Double, SS, Surface Mounted | 1 | CC | A surface mounted, satin finish stainless steel, double garment hook. Equipped with a concealed mounting bracket that is secured to a concealed wall plate. For general purpose use throughout the facility to hang various items of apparel.
E0042 | Workcenter, Computer, Free Standing, 48" W | 1 | VV | THIS TYPICAL INCLUDES: 1 Tool Rail 2 Paper Tray 1 Diagonal Tray 1 Freestanding Work Surface 1 Mobile Pedestal, Box/File 1 Adjustable Keyboard Tray
F0205 | Chair, Side With Arms | 1 | VV | Upholstered side chair, 32" high X 21" wide X 23" deep with arms, padded seats and padded backs. Seat height is a minimum of 17". Available with or without sled base.
F0280 | Chair, Swivel, Low Back | 1 | VV | Low back contemporary swivel chair, 37" high X 25" wide X 31" deep with a five (5) caster swivel base, arms and foam padded seat and back upholstered with either woven textile fabric or vinyl.
F2000 | Basket, Wastepaper, Fire Resistant | 1 | VV | Wastepaper basket, fire resistant, approximately 40 quart capacity. This unit is used to collect and temporarily store small quantities of paper refuse in patient rooms, administrative areas and nursing stations. Size and shape varies depending on the application and manufacturer selected.
F3200 | Clock, Battery, 12" Diameter | 1 | VV | Clock, 12" diameter. Round surface, easy to read numbers with sweep second hand. Wall mounted unit for use when impractical to install a fully synchronized clock system. Battery operated, (batteries not included).
M1801 | Computer, Microprocessing, w/Flat Panel Monitor | 1 | VV | Desk top microprocessing computer. The unit shall consist of a central processing mini tower, flat panel monitor, keyboard, mouse and speakers. The system shall have the following minimum characteristics: a 2.8 GHz Pentium processor; 512 MB memory; 80GB hard drive; 32/48x CD-ROMDVD combo; 1.44MB network interface card; video 32 MB NVIDIA; a 18 inch flat panel monitor. The computer is used throughout the facility to input, manipulate and retrieve information.
X2120 | Scanner, Bone Density, Full Body | 1 | VV | Full body scanner used to determine bone mineral density measurements and vertebral assessment associated with osteoporotic fracture risk.
4 - XDR01 - Radiology Room, General Purpose | 4 - XDR01 - Radiology Room, General Purpose | 4 - XDR01 - Radiology Room, General Purpose | 4 - XDR01 - Radiology Room, General Purpose | 4 - XDR01 - Radiology Room, General Purpose
JSN | NAME | QTY | ACQ | DESCRIPTION
A1012 | Telephone, Wall Mounted, 1 Line | 1 | VV | Telephone, wall mounted, 1 line.
A1067 | Mirror, Float Glass, ADA Accessible | 1 | CC | A high quality 1/4" polished float glass mirror with a stainless steel frame. Frame holds mirror in a tilted position for accessibility and compliance with ADA requirements. Mirror has a galvanized steel back secured to frame with concealed screws with integral horizontal hanging brackets. Mirror shall be approximately 18" wide and 36" high. Other sizes are available.
A5075 | Dispenser, Soap, Disposable | 1 | VV | Disposable soap dispenser. One-handed dispensing operation. Designed to accommodate disposable soap cartridge and valve.
A5080 | Dispenser, Paper Towel, SS, Surface Mounted | 1 | CC | A surface mounted, satin finish stainless steel, single-fold, paper towel dispenser. Dispenser features: tumbler lock; front hinged at bottom; and refill indicator slot. Minimum capacity 400 single-fold paper towels. For general purpose use throughout the facility.
A5107 | Dispenser, Glove, Surgical/Examination, Wall Mntd | 1 | VV | Examination three (Small Medium, Large) glove dispenser box for wall mounting. Fabricated of either cold rolled steel with a white baked enamel finish, plastic or acrylic. Hardware not included, Option 3 powder coated steel.
A5108 | Waste Disposal Unit, Sharps | 1 | VV | A container for collecting and transporting syringes and other sharps for decontamination and disposal. Available in 2 gallon and 8 gallon with locking rotor. Complies with OSHA regulations for handling sharps.
A5145 | Hook, Garment, Double, SS, Surface Mounted | 1 | CC | A surface mounted, satin finish stainless steel, double garment hook. Equipped with a concealed mounting bracket that is secured to a concealed wall plate. For general purpose use throughout the facility to hang various items of apparel.
CT020 | Countertop, Solid Surface | 1 | CC | A solid, nonporous countertop with a smooth seamless appearance. Easy to clean and maintain and with proper cleaning does not support the growth of mold. An acrylic-based solid surface product. Standard thickness of 1", and a 4" butt backsplash/curb. Also referred to as a work surface or work top. Available in a choice of colors and depths. Used in lab and other hospital areas requiring optimum physical and chemical resisting properties.
E0948 | Cart, General Storage, Mobile, 42"H x 32"W x 22"D | 1 | VV | THIS TYPICAL INCLUDES: 1 Cart Body, Style-A Narrow, w/Raised Edge Top 2 Drawers, 3" H 4 Drawers, 6" H 1 Accessory Rail, Side Drawer Organizer Bins
F0205 | Chair, Side With Arms | 1 | VV | Upholstered side chair, 32" high X 21" wide X 23" deep with arms, padded seats and padded backs. Seat height is a minimum of 17". Available with or without sled base.
F0355 | Footstool, Straight | 1 | VV | Step stool. Used to assist patients getting on and off exam or surgical tables. Fitted with electrically conductive rubber tips.
F2000 | Basket, Wastepaper, Fire Resistant | 1 | VV | Wastepaper basket, fire resistant, approximately 40 quart capacity. This unit is used to collect and temporarily store small quantities of paper refuse in patient rooms, administrative areas and nursing stations. Size and shape varies depending on the application and manufacturer selected.
F3200 | Clock, Battery, 12" Diameter | 1 | VV | Clock, 12" diameter. Round surface, easy to read numbers with sweep second hand. Wall mounted unit for use when impractical to install a fully synchronized clock system. Battery operated, (batteries not included).
M3070 | Hamper, Linen, Mobile, w/Lid | 1 | VV | Mobile linen hamper with hand or foot operated lid. Made of heavy tubular stainless steel with heavy gauge welded steel platform. Holds 25" hamper bags. Mounted on ball bearing casters. For linen transport in hospitals and clinics.
M4255 | Stand, IV, Adjustable | 1 | VV | Adjustable IV stand with 4-hook arrangement. Stand has stainless steel construction with heavy weight base. It adjusts from 66 inches to 100 inches and is mounted on conductive rubber, ball bearing, swivel casters. Stand is used for administering intravenous solutions.
P3100 | Lavatory, Vitreous China, Slab Type | 1 | CC | Wall mounted, slab type, vitreous china, lavatory (approximate bowl size 7"x15"x10") with: faucet holes on 4" centers; gooseneck spout; wrist blade handles; and grid strainer. It shall be suitable for use in clinics, offices, washrooms or patient care area.
X1405 | Stand, Bucky, Vertical, Tilt, Automatic | 1 | VC | Vertical and tilting bucky stand. This unit is mounted to the floor and wall to provide a vibration-free mounting platform for the universal bucky. The grid line free radiographs are produced at exposure times as short as two milliseconds. Characteristics and components include aluminum interspaced grid with a 36 inch (914 mm) to 40 inch (1016 mm) focal range. The unit's cassette size sensing tray accommodates all cassette sizes between 5 and 17 inches. The unit tilts at angles of +90/-20 degrees from the vertical position. The unit is used in X-ray facilities for processing radiography images.
X3150 | Rack, Apron/Gloves, Wall Mounted | 1 | CC | Apron and gloves rack. This is a wall unit which holds aprons and gloves. The body is heavy gauge steel finish in gray or green baked enamel, glove and apron holding arms are aluminum. The unit's convenient on wall storage will prolong the useful life of your protection aprons by helping prevent damage to internal components.
X5900 | Radiographic Unit, 80 kW, Non-Tilt Table | 1 | VC | This system is specifically designed to perform radiographic examinations in the Radiology Department. This units characteristics and components include, 80kW micro-processor controlled X-ray generator, a non-tilting table with a floating table top and an adjustable bucky, a ceiling suspended 0.6/1.2 mm tube unit and vertical bucky stand.
5 - XDRF1 - Radiographic / Fluoroscopic (R/F) Room | 5 - XDRF1 - Radiographic / Fluoroscopic (R/F) Room | 5 - XDRF1 - Radiographic / Fluoroscopic (R/F) Room | 5 - XDRF1 - Radiographic / Fluoroscopic (R/F) Room | 5 - XDRF1 - Radiographic / Fluoroscopic (R/F) Room
JSN | NAME | QTY | ACQ | DESCRIPTION
A1010 | Telecommunication Outlet | 2 | CC | Telecommunication outlet location.
A1012 | Telephone, Wall Mounted, 1 Line | 1 | VV | Telephone, wall mounted, 1 line.
A1066 | Mirror, Float Glass, With SS Frame | 1 | CC | A high quality 1/4" polished float glass mirror 36X18, framed in a one-piece, bright polished, stainless steel channel frame with 90Â° mitered corners. All edges of the mirror are protected by absorbing filler strips. Mirror has a galvanized steel back with integral horizontal hanging brackets and wall hanger for concealed mounting. For mounting above single wall mounted lavatories located in toilet areas, Doctors examination offices, etc. May also be used above double lavatories, either wall or countertop mounted, found in restroom areas.
A5075 | Dispenser, Soap, Disposable | 1 | VV | Disposable soap dispenser. One-handed dispensing operation. Designed to accommodate disposable soap cartridge and valve.
A5080 | Dispenser, Paper Towel, SS, Surface Mounted | 1 | CC | A surface mounted, satin finish stainless steel, single-fold, paper towel dispenser. Dispenser features: tumbler lock; front hinged at bottom; and refill indicator slot. Minimum capacity 400 single-fold paper towels. For general purpose use throughout the facility.
A5107 | Dispenser, Glove, Surgical/Examination, Wall Mntd | 1 | VV | Examination three (Small Medium, Large) glove dispenser box for wall mounting. Fabricated of either cold rolled steel with a white baked enamel finish, plastic or acrylic. Hardware not included, Option 3 powder coated steel.
A5145 | Hook, Garment, Double, SS, Surface Mounted | 1 | CC | A surface mounted, satin finish stainless steel, double garment hook. Equipped with a concealed mounting bracket that is secured to a concealed wall plate. For general purpose use throughout the facility to hang various items of apparel.
E0948 | Cart, General Storage, Mobile, 42"H x 32"W x 22"D | 1 | VV | THIS TYPICAL INCLUDES: 1 Cart Body, Style-A Narrow, w/Raised Edge Top 2 Drawers, 3" H 4 Drawers, 6" H 1 Accessory Rail, Side Drawer Organizer Bins
F0205 | Chair, Side With Arms | 1 | VV | Upholstered side chair, 32" high X 21" wide X 23" deep with arms, padded seats and padded backs. Seat height is a minimum of 17". Available with or without sled base.
F0340 | Stool, Self Adjusting | 1 | VV | Self adjusting stool. Consists of a foam padded upholstered seat with attached foot rest for added comfort. Mounted on swivel casters. Designed for doctor's use during examinations.
F0355 | Footstool, Straight | 1 | VV | Step stool. Used to assist patients getting on and off exam or surgical tables. Fitted with electrically conductive rubber tips.
F2000 | Basket, Wastepaper, Fire Resistant | 1 | VV | Wastepaper basket, fire resistant, approximately 40 quart capacity. This unit is used to collect and temporarily store small quantities of paper refuse in patient rooms, administrative areas and nursing stations. Size and shape varies depending on the application and manufacturer selected.
F3200 | Clock, Battery, 12" Diameter | 1 | VV | Clock, 12" diameter. Round surface, easy to read numbers with sweep second hand. Wall mounted unit for use when impractical to install a fully synchronized clock system. Battery operated, (batteries not included).
M0750 | Flowmeter, Air, Connect w/50 PSI Supply | 1 | VV | Air flowmeter. Unit has a stainless steel needle valve with clear flowtube for connection to 50 PSI air outlet from central pipeline system. Requires the appropriate adapter for connection to the wall outlet and fitting to connect to tubing. Database prices reflect fittings with an attached DISS power outlet. Other outlet and adapter configurations are available.
M0755 | Flowmeter, Oxygen, Low Flow | 1 | VV | Oxygen flowmeter. Consists of a clear crystal flowtube calibrated to 3.5 or 8 LPM depending on manufacturer. For oxygen regulation in hospital settings. Database pricing includes DISS fitting and DISS power outlet and wall adapter. Other fitting and adapter configurations are available.
M0765 | Regulator, Vacuum | 1 | VV | Vacuum pressure regulator for connection to central piped vacuum system. Standard display scale is graduated at least from 0 to 200 mm Hg of vacuum. Displays on specialized regulators may cover other vacuum ranges. Regulator type (continuous, intermittent, continuous/intermittent, surgical, pediatric, thoracic, etc.) as required. To be used in delivery, neonatal, pediatrics or any area where suction is required. Database pricing reflects continuous regulators graduated to 200 mm Hg with a full line vacuum selection switch and DISS configured inlets and outlets.
M3070 | Hamper, Linen, Mobile, w/Lid | 1 | VV | Mobile linen hamper with hand or foot operated lid. Made of heavy tubular stainless steel with heavy gauge welded steel platform. Holds 25" hamper bags. Mounted on ball bearing casters. For linen transport in hospitals and clinics.
P3100 | Lavatory, Vitreous China, Slab Type | 1 | CC | Wall mounted, slab type, vitreous china, lavatory (approximate bowl size 7"x15"x10") with: faucet holes on 4" centers; gooseneck spout; wrist blade handles; and grid strainer. It shall be suitable for use in clinics, offices, washrooms or patient care area.
X3155 | Rack, Apron/Gloves, Mobile | 1 | VV | Apron and gloves rack. This is a mobile unit which holds aprons and gloves. The body is heavy gauge steel finish in gray or green baked enamel, glove and apron holding arms are aluminum.
X6185 | Rad/Fluoro Unit, Remote, 80 kW, 90/90 Table | 1 | VC | This system is specifically designed to perform radiographic/fluoroscopic examinations in the Radiology Department. On-line digital image processing will provide instant availability of images for review via infrared remote control. This units characteristics and components include, 80 kW micro-processor controlled X-ray generator, remote-controlled 90/90 table with 15â€ multi-field Image Intensifier and integrated tube support. The Digital Spot Imaging consists of a computer, keyboard with acquisition, viewing monitor and a slave monitor. The system shall be DICOM 3.0 compatible, for easy linkage to filmless image management systems and review stations. It is recommended that the TV monitors be ceiling suspended.
6 - TPG01 - Toilet, R/F Patient | 6 - TPG01 - Toilet, R/F Patient | 6 - TPG01 - Toilet, R/F Patient | 6 - TPG01 - Toilet, R/F Patient | 6 - TPG01 - Toilet, R/F Patient
JSN | NAME | QTY | ACQ | DESCRIPTION
A1067 | Mirror, Float Glass, ADA Accessible | 1 | CC | A high quality 1/4" polished float glass mirror with a stainless steel frame. Frame holds mirror in a tilted position for accessibility and compliance with ADA requirements. Mirror has a galvanized steel back secured to frame with concealed screws with integral horizontal hanging brackets. Mirror shall be approximately 18" wide and 36" high. Other sizes are available.
A5075 | Dispenser, Soap, Disposable | 1 | VV | Disposable soap dispenser. One-handed dispensing operation. Designed to accommodate disposable soap cartridge and valve.
A5082 | Dispenser, Paper Towel, Sensor, Hands Free | 1 | CC | A surface mounted, sensor activated, automatic, roll paper towel dispenser. The unit dispenses a paper towel automatically only when hands are place in position below the dispenser for maximum sanitation and hygiene. May include adjustable settings for sheet length, time delay, and sensor range. Unit is battery operated or with optional AC power adapter.
A5090 | Disposal, Sanitary Napkin, SS, Surface Mounted | 1 | CC | A surface mounted, satin finish stainless steel, sanitary napkin disposal. Disposal features a flip-up cover, secured to the container by a heavy duty stainless steel piano-hinge. Disposal may be secured to wall or toilet partition. For general purpose use in female toilet stalls or rooms and uni-sex toilet rooms.
A5109 | Grab Bar, ABA Compliant, SS, 2-Wall, W/C Accessible | 1 | CC | 2-wall toilet stall/room grab bar with concealed mounting flanges and a satin finish stainless steel peened gripping surface.. Snap over flanges are provided to conceal mounting screws. A selection of mounting kits and concealed anchor devices are available from the manufacturers for different types of installations. Grab bar shall comply with all barrier-free accessibility guidelines for design, sizing, positioning, installation, and structural strength. For typical water closet applications in toilet stalls and rooms where Architectural Barriers Act grab bar requirements must be met.
A5145 | Hook, Garment, Double, SS, Surface Mounted | 1 | CC | A surface mounted, satin finish stainless steel, double garment hook. Equipped with a concealed mounting bracket that is secured to a concealed wall plate. For general purpose use throughout the facility to hang various items of apparel.
A5200 | Dispenser, Toilet Tissue, SS, 2-Roll, Surface Mntd | 1 | CC | A concealed surface mounted, double roll, satin finish stainless steel, toilet tissue dispenser. Unit accommodates two standard-core toilet tissue rolls through 5" in diameter. Spindles are chrome plated plastic with a heavy-duty internal spring and turn freely for non-controlled delivery. For general purpose use in restrooms.
F2010 | Basket, Wastepaper, Step-On | 1 | VV | "Step-on" wastepaper basket with inner liner and foot petal activated flip top.
P3000 | Lavatory, Vitreous China, Straight Back | 1 | CC | Wall mounted, vitreous china lavatory (approximate bowl size 7"x15"x10") with: straight-front apron, straight or contoured back; faucet holes on 4" centers; gooseneck spout; wrist blade handles; and grid strainer. It shall be suitable for use in clinics, offices, washrooms or patient care areas.
P9050 | Toilet, Wall Hung, Siphon Jet | 1 | CC | Siphon jet water closet/ toilet. This unit is wall hung with an elongated bowl, top spud flushometer, seat with open front and check hinge, and carrier. Used in restrooms throughout the health care facility.
7 - XDUS1 - Ultrasound Room | 7 - XDUS1 - Ultrasound Room | 7 - XDUS1 - Ultrasound Room | 7 - XDUS1 - Ultrasound Room | 7 - XDUS1 - Ultrasound Room
JSN | NAME | QTY | ACQ | DESCRIPTION
A1010 | Telecommunication Outlet | 2 | CC | Telecommunication outlet location.
A1014 | Telephone, Wall Mounted, 1 Line, With Speaker | 1 | VV | Telephone, wall mounted, 1 line, with speaker.
A1067 | Mirror, Float Glass, ADA Accessible | 1 | CC | A high quality 1/4" polished float glass mirror with a stainless steel frame. Frame holds mirror in a tilted position for accessibility and compliance with ADA requirements. Mirror has a galvanized steel back secured to frame with concealed screws with integral horizontal hanging brackets. Mirror shall be approximately 18" wide and 36" high. Other sizes are available.
A5075 | Dispenser, Soap, Disposable | 1 | VV | Disposable soap dispenser. One-handed dispensing operation. Designed to accommodate disposable soap cartridge and valve.
A5082 | Dispenser, Paper Towel, Sensor, Hands Free | 1 | CC | A surface mounted, sensor activated, automatic, roll paper towel dispenser. The unit dispenses a paper towel automatically only when hands are place in position below the dispenser for maximum sanitation and hygiene. May include adjustable settings for sheet length, time delay, and sensor range. Unit is battery operated or with optional AC power adapter.
A5107 | Dispenser, Glove, Surgical/Examination, Wall Mntd | 1 | VV | Examination three (Small Medium, Large) glove dispenser box for wall mounting. Fabricated of either cold rolled steel with a white baked enamel finish, plastic or acrylic. Hardware not included, Option 3 powder coated steel.
A5108 | Waste Disposal Unit, Sharps | 1 | VV | A container for collecting and transporting syringes and other sharps for decontamination and disposal. Available in 2 gallon and 8 gallon with locking rotor. Complies with OSHA regulations for handling sharps.
A5145 | Hook, Garment, Double, SS, Surface Mounted | 1 | CC | A surface mounted, satin finish stainless steel, double garment hook. Equipped with a concealed mounting bracket that is secured to a concealed wall plate. For general purpose use throughout the facility to hang various items of apparel.
A5180 | Track, Cubicle, Surface Mounted, With Curtain | 12 | VV | Surface mounted cubicle track, with curtain. Track constructed of thick extruded aluminum. Equipped with self lubricating carriers, beaded drop chain hooks, and flame resistant curtain. To include removable end caps. Designed to be suspended around patient areas where privacy is needed. Price listed is per foot of the track, curtains to be priced per quote.
E0930 | Locker, Supply, 6 Drawers, Mobile, 29"W x 20"D | 1 | VV | THIS TYPICAL INCLUDES: 1 Mobile Supply Locker 2 Tray/Shelf 4 Drawers, 3"H 2 Drawers, 6"H Drawer Organizer Bins
E0945 | Cart, Computer, Mobile | 1 | VV | A mobile computer cart for use throughout the facility. The cart dimensions will be approximately 45" H x 30" W x 22" D with casters. May include drawers and miscellaneous other accessories that will be determined at time of purchase. This Typical may include: 1 Cart Body, w/Computer Support, Style-A Narrow, w/Raised Edge Top 1 Flip-Up Shelf 1 Sharps Container Holder 1 Wastebasket 1 Chart Holder 2 Drawers, 3"H 2 Drawers, 6"H 3 Accessory Rail, Side Drawer Organizer Bins
F0205 | Chair, Side With Arms | 1 | VV | Upholstered side chair, 32" high X 21" wide X 23" deep with arms, padded seats and padded backs. Seat height is a minimum of 17". Available with or without sled base.
F0355 | Footstool, Straight | 1 | VV | Step stool. Used to assist patients getting on and off exam or surgical tables. Fitted with electrically conductive rubber tips.
F2000 | Basket, Wastepaper, Fire Resistant | 1 | VV | Wastepaper basket, fire resistant, approximately 40 quart capacity. This unit is used to collect and temporarily store small quantities of paper refuse in patient rooms, administrative areas and nursing stations. Size and shape varies depending on the application and manufacturer selected.
F3200 | Clock, Battery, 12" Diameter | 1 | VV | Clock, 12" diameter. Round surface, easy to read numbers with sweep second hand. Wall mounted unit for use when impractical to install a fully synchronized clock system. Battery operated, (batteries not included).
M1801 | Computer, Microprocessing, w/Flat Panel Monitor | 1 | VV | Desk top microprocessing computer. The unit shall consist of a central processing mini tower, flat panel monitor, keyboard, mouse and speakers. The system shall have the following minimum characteristics: a 2.8 GHz Pentium processor; 512 MB memory; 80GB hard drive; 32/48x CD-ROMDVD combo; 1.44MB network interface card; video 32 MB NVIDIA; a 18 inch flat panel monitor. The computer is used throughout the facility to input, manipulate and retrieve information.
M3072 | Frame, Infectious Waste Bag w/Lid | 1 | VV | Frame for an infectious waste collection bag. Made of heavy tubular stainless steel with heavy gauge welded steel platform. Adjust to hold 18" or 25" trash bags. Mounted on ball bearing casters and includes permanently mounted hinged lid. Provides means of bagging infectious waste at point of waste generation.
M4655 | Stretcher, Mobile, CRS, 9 Position | 1 | VV | Mobile stretcher. All corrosion resistant stainless steel construction. It consists of a tubular frame with side rails, a 9-position hydraulic base with pneumatic fowler adjustment, and a 2" pad. Unit is mounted on 8" conductive casters. Designed for patient transport as well as for minor surgical procedures.
M7435 | Light, Overbed, Direct And Indirect | 1 | CC | Overbed patient room light which provides direct light for patient activity and indirect light for patient examination. The indirect portion of the light can be flipped down or redirected to provide dual intensity direct lighting. Unit is fully enclosed and is available in varying lengths. Some units feature a controlled power shut off to the light and patient bed when bumped by any item. Unit is designed to be wired directly to a junction box in the wall, a headwall service rail or patient service column. Dimensions are for a three foot light.
M8810 | Stand, Mayo | 1 | VV | Adjustable instrument table. Table is corrosion resistant stainless steel construction and is mounted on two casters with two skid rails. It has telescopic upright adjusts from 39 inches to 60 inches with automatic locking device, and removable 13"x19" instrument tray. Designed for use in operating and procedure rooms.
M8940 | Stool, Anesthesia, With Back | 1 | VV | Anesthesia stool with back. All stainless steel with well-curved back panel and wide conductive seat. Designed for the anesthesiologist during surgical procedures.
X2100 | Scanner, Ultrasound, General Purpose | 1 | VV | High definition, diagnostic ultrasound system for Radiology, Cardiology, Vascular, ob-gyn, Perinatology, and Surgical imaging applications. The unit employs curved, phased and linear array imaging technology. The system supports colorflow, pulse and continuous wave imaging modalities. On board software measurement packages available for all imaging applications. The system is DICOM 3.0 compatible, for easy linkage to filmless image management systems and review stations. In addition, a full line of probes and conventional recording devices are available.
8 - TPG01 - Toilet, Ultrasound Patient | 8 - TPG01 - Toilet, Ultrasound Patient | 8 - TPG01 - Toilet, Ultrasound Patient | 8 - TPG01 - Toilet, Ultrasound Patient | 8 - TPG01 - Toilet, Ultrasound Patient
JSN | NAME | QTY | ACQ | DESCRIPTION
A1067 | Mirror, Float Glass, ADA Accessible | 1 | CC | A high quality 1/4" polished float glass mirror with a stainless steel frame. Frame holds mirror in a tilted position for accessibility and compliance with ADA requirements. Mirror has a galvanized steel back secured to frame with concealed screws with integral horizontal hanging brackets. Mirror shall be approximately 18" wide and 36" high. Other sizes are available.
A5075 | Dispenser, Soap, Disposable | 1 | VV | Disposable soap dispenser. One-handed dispensing operation. Designed to accommodate disposable soap cartridge and valve.
A5082 | Dispenser, Paper Towel, Sensor, Hands Free | 1 | CC | A surface mounted, sensor activated, automatic, roll paper towel dispenser. The unit dispenses a paper towel automatically only when hands are place in position below the dispenser for maximum sanitation and hygiene. May include adjustable settings for sheet length, time delay, and sensor range. Unit is battery operated or with optional AC power adapter.
A5090 | Disposal, Sanitary Napkin, SS, Surface Mounted | 1 | CC | A surface mounted, satin finish stainless steel, sanitary napkin disposal. Disposal features a flip-up cover, secured to the container by a heavy duty stainless steel piano-hinge. Disposal may be secured to wall or toilet partition. For general purpose use in female toilet stalls or rooms and uni-sex toilet rooms.
A5109 | Grab Bar, ABA Compliant, SS, 2-Wall, W/C Accessible | 1 | CC | 2-wall toilet stall/room grab bar with concealed mounting flanges and a satin finish stainless steel peened gripping surface.. Snap over flanges are provided to conceal mounting screws. A selection of mounting kits and concealed anchor devices are available from the manufacturers for different types of installations. Grab bar shall comply with all barrier-free accessibility guidelines for design, sizing, positioning, installation, and structural strength. For typical water closet applications in toilet stalls and rooms where Architectural Barriers Act grab bar requirements must be met.
A5145 | Hook, Garment, Double, SS, Surface Mounted | 1 | CC | A surface mounted, satin finish stainless steel, double garment hook. Equipped with a concealed mounting bracket that is secured to a concealed wall plate. For general purpose use throughout the facility to hang various items of apparel.
A5200 | Dispenser, Toilet Tissue, SS, 2-Roll, Surface Mntd | 1 | CC | A concealed surface mounted, double roll, satin finish stainless steel, toilet tissue dispenser. Unit accommodates two standard-core toilet tissue rolls through 5" in diameter. Spindles are chrome plated plastic with a heavy-duty internal spring and turn freely for non-controlled delivery. For general purpose use in restrooms.
F2010 | Basket, Wastepaper, Step-On | 1 | VV | "Step-on" wastepaper basket with inner liner and foot petal activated flip top.
P3000 | Lavatory, Vitreous China, Straight Back | 1 | CC | Wall mounted, vitreous china lavatory (approximate bowl size 7"x15"x10") with: straight-front apron, straight or contoured back; faucet holes on 4" centers; gooseneck spout; wrist blade handles; and grid strainer. It shall be suitable for use in clinics, offices, washrooms or patient care areas.
P9050 | Toilet, Wall Hung, Siphon Jet | 1 | CC | Siphon jet water closet/ toilet. This unit is wall hung with an elongated bowl, top spud flushometer, seat with open front and check hinge, and carrier. Used in restrooms throughout the health care facility.
9 - WTG02 - Sub-Waiting, Mammography Patient | 9 - WTG02 - Sub-Waiting, Mammography Patient | 9 - WTG02 - Sub-Waiting, Mammography Patient | 9 - WTG02 - Sub-Waiting, Mammography Patient | 9 - WTG02 - Sub-Waiting, Mammography Patient
JSN | NAME | QTY | ACQ | DESCRIPTION
A5077 | Dispenser, Hand Sanitizer, Hands-Free | 1 | VV | A touch free wall-mounted hand sanitizer dispenser. For use throughout a healthcare facility. Unit does not include the sanitizing liquid. Units are battery operated.
F0206 | Chair, Side, Bariatric, With Arms | 1 | VV | A bariatric side chair with arms for use in a waiting room, lobby or other patient area. Chair will have a padded seat and back and have a capacity of 800 pounds.
F2000 | Basket, Wastepaper, Fire Resistant | 1 | VV | Wastepaper basket, fire resistant, approximately 40 quart capacity. This unit is used to collect and temporarily store small quantities of paper refuse in patient rooms, administrative areas and nursing stations. Size and shape varies depending on the application and manufacturer selected.
F2300 | Rack, Magazine, Wall Mounted | 1 | VV | Wall mounted magazine rack with nine (9) magazine holding compartments.
10 - XDM01 - Mammography Room | 10 - XDM01 - Mammography Room | 10 - XDM01 - Mammography Room | 10 - XDM01 - Mammography Room | 10 - XDM01 - Mammography Room
JSN | NAME | QTY | ACQ | DESCRIPTION
A1010 | Telecommunication Outlet | 1 | CC | Telecommunication outlet location.
A1014 | Telephone, Wall Mounted, 1 Line, With Speaker | 1 | VV | Telephone, wall mounted, 1 line, with speaker.
A1067 | Mirror, Float Glass, ADA Accessible | 1 | CC | A high quality 1/4" polished float glass mirror with a stainless steel frame. Frame holds mirror in a tilted position for accessibility and compliance with ADA requirements. Mirror has a galvanized steel back secured to frame with concealed screws with integral horizontal hanging brackets. Mirror shall be approximately 18" wide and 36" high. Other sizes are available.
A5075 | Dispenser, Soap, Disposable | 1 | VV | Disposable soap dispenser. One-handed dispensing operation. Designed to accommodate disposable soap cartridge and valve.
A5080 | Dispenser, Paper Towel, SS, Surface Mounted | 1 | CC | A surface mounted, satin finish stainless steel, single-fold, paper towel dispenser. Dispenser features: tumbler lock; front hinged at bottom; and refill indicator slot. Minimum capacity 400 single-fold paper towels. For general purpose use throughout the facility.
A5107 | Dispenser, Glove, Surgical/Examination, Wall Mntd | 1 | VV | Examination three (Small Medium, Large) glove dispenser box for wall mounting. Fabricated of either cold rolled steel with a white baked enamel finish, plastic or acrylic. Hardware not included, Option 3 powder coated steel.
A5145 | Hook, Garment, Double, SS, Surface Mounted | 1 | CC | A surface mounted, satin finish stainless steel, double garment hook. Equipped with a concealed mounting bracket that is secured to a concealed wall plate. For general purpose use throughout the facility to hang various items of apparel.
A5180 | Track, Cubicle, Surface Mounted, With Curtain | 13 | VV | Surface mounted cubicle track, with curtain. Track constructed of thick extruded aluminum. Equipped with self lubricating carriers, beaded drop chain hooks, and flame resistant curtain. To include removable end caps. Designed to be suspended around patient areas where privacy is needed. Price listed is per foot of the track, curtains to be priced per quote.
E0948 | Cart, General Storage, Mobile, 42"H x 32"W x 22"D | 1 | VV | THIS TYPICAL INCLUDES: 1 Cart Body, Style-A Narrow, w/Raised Edge Top 2 Drawers, 3" H 4 Drawers, 6" H 1 Accessory Rail, Side Drawer Organizer Bins
F0205 | Chair, Side With Arms | 1 | VV | Upholstered side chair, 32" high X 21" wide X 23" deep with arms, padded seats and padded backs. Seat height is a minimum of 17". Available with or without sled base.
F0360 | Footstool, Straight w/Handle | 1 | VV | A footstool used to assist patients getting on and off exam or surgical tables. Fitted with a handrail for added security and balance of the patient.
F2010 | Basket, Wastepaper, Step-On | 1 | VV | "Step-on" wastepaper basket with inner liner and foot petal activated flip top.
F3200 | Clock, Battery, 12" Diameter | 1 | VV | Clock, 12" diameter. Round surface, easy to read numbers with sweep second hand. Wall mounted unit for use when impractical to install a fully synchronized clock system. Battery operated, (batteries not included).
P3100 | Lavatory, Vitreous China, Slab Type | 1 | CC | Wall mounted, slab type, vitreous china, lavatory (approximate bowl size 7"x15"x10") with: faucet holes on 4" centers; gooseneck spout; wrist blade handles; and grid strainer. It shall be suitable for use in clinics, offices, washrooms or patient care area.
X3150 | Rack, Apron/Gloves, Wall Mounted | 1 | CC | Apron and gloves rack. This is a wall unit which holds aprons and gloves. The body is heavy gauge steel finish in gray or green baked enamel, glove and apron holding arms are aluminum. The unit's convenient on wall storage will prolong the useful life of your protection aprons by helping prevent damage to internal components.
X5430 | Radiographic Unit, Mammography, Digital | 1 | VC | This is a full-field digital mammography system for screening and diagnostic procedures for standing, seated or recumbent patients. The system is a computer controlled, menu-driven unit for exclusive use in mammography examination procedures. System shall provide superior imaging, maximum patient comfort and enhanced operating efficiency. Shall have stereotactic biopsy capability if this option is selected.
11 - TPG01 - Toilet, Mammography Patient | 11 - TPG01 - Toilet, Mammography Patient | 11 - TPG01 - Toilet, Mammography Patient | 11 - TPG01 - Toilet, Mammography Patient | 11 - TPG01 - Toilet, Mammography Patient
JSN | NAME | QTY | ACQ | DESCRIPTION
A1067 | Mirror, Float Glass, ADA Accessible | 1 | CC | A high quality 1/4" polished float glass mirror with a stainless steel frame. Frame holds mirror in a tilted position for accessibility and compliance with ADA requirements. Mirror has a galvanized steel back secured to frame with concealed screws with integral horizontal hanging brackets. Mirror shall be approximately 18" wide and 36" high. Other sizes are available.
A5075 | Dispenser, Soap, Disposable | 1 | VV | Disposable soap dispenser. One-handed dispensing operation. Designed to accommodate disposable soap cartridge and valve.
A5082 | Dispenser, Paper Towel, Sensor, Hands Free | 1 | CC | A surface mounted, sensor activated, automatic, roll paper towel dispenser. The unit dispenses a paper towel automatically only when hands are place in position below the dispenser for maximum sanitation and hygiene. May include adjustable settings for sheet length, time delay, and sensor range. Unit is battery operated or with optional AC power adapter.
A5090 | Disposal, Sanitary Napkin, SS, Surface Mounted | 1 | CC | A surface mounted, satin finish stainless steel, sanitary napkin disposal. Disposal features a flip-up cover, secured to the container by a heavy duty stainless steel piano-hinge. Disposal may be secured to wall or toilet partition. For general purpose use in female toilet stalls or rooms and uni-sex toilet rooms.
A5109 | Grab Bar, ABA Compliant, SS, 2-Wall, W/C Accessible | 1 | CC | 2-wall toilet stall/room grab bar with concealed mounting flanges and a satin finish stainless steel peened gripping surface.. Snap over flanges are provided to conceal mounting screws. A selection of mounting kits and concealed anchor devices are available from the manufacturers for different types of installations. Grab bar shall comply with all barrier-free accessibility guidelines for design, sizing, positioning, installation, and structural strength. For typical water closet applications in toilet stalls and rooms where Architectural Barriers Act grab bar requirements must be met.
A5145 | Hook, Garment, Double, SS, Surface Mounted | 1 | CC | A surface mounted, satin finish stainless steel, double garment hook. Equipped with a concealed mounting bracket that is secured to a concealed wall plate. For general purpose use throughout the facility to hang various items of apparel.
A5200 | Dispenser, Toilet Tissue, SS, 2-Roll, Surface Mntd | 1 | CC | A concealed surface mounted, double roll, satin finish stainless steel, toilet tissue dispenser. Unit accommodates two standard-core toilet tissue rolls through 5" in diameter. Spindles are chrome plated plastic with a heavy-duty internal spring and turn freely for non-controlled delivery. For general purpose use in restrooms.
F2010 | Basket, Wastepaper, Step-On | 1 | VV | "Step-on" wastepaper basket with inner liner and foot petal activated flip top.
P3000 | Lavatory, Vitreous China, Straight Back | 1 | CC | Wall mounted, vitreous china lavatory (approximate bowl size 7"x15"x10") with: straight-front apron, straight or contoured back; faucet holes on 4" centers; gooseneck spout; wrist blade handles; and grid strainer. It shall be suitable for use in clinics, offices, washrooms or patient care areas.
P9050 | Toilet, Wall Hung, Siphon Jet | 1 | CC | Siphon jet water closet/ toilet. This unit is wall hung with an elongated bowl, top spud flushometer, seat with open front and check hinge, and carrier. Used in restrooms throughout the health care facility.
12 - XVC01 - Viewing Room, Picture Archiving and Communication System (PACS) | 12 - XVC01 - Viewing Room, Picture Archiving and Communication System (PACS) | 12 - XVC01 - Viewing Room, Picture Archiving and Communication System (PACS) | 12 - XVC01 - Viewing Room, Picture Archiving and Communication System (PACS) | 12 - XVC01 - Viewing Room, Picture Archiving and Communication System (PACS)
JSN | NAME | QTY | ACQ | DESCRIPTION
A1010 | Telecommunication Outlet | 2 | CC | Telecommunication outlet location.
A1011 | Telephone, Desk, 1 Line | 1 | VV | Telephone, desk, 1 line.
A5145 | Hook, Garment, Double, SS, Surface Mounted | 2 | CC | A surface mounted, satin finish stainless steel, double garment hook. Equipped with a concealed mounting bracket that is secured to a concealed wall plate. For general purpose use throughout the facility to hang various items of apparel.
E0048 | Workcenter, Computer, Free Standing, 72" W | 1 | VV | THIS TYPICAL INCLUDES: 2 Paper Tray 1 Diagonal Tray 1 Tool Rail 1 Freestanding Work Surface 1 Mobile Pedestal, Box/File 1 Adjustable Keyboard Tray
E0117 | Workstation, Straight, Free Standing, 48" W | 1 | VV | This JSN provides a typical work station to quickly plan work areas in clinical or administrative spaces. THIS TYPICAL INCLUDES: 2 standard solid panels; 1 panel connector, 2-way corner; 2 finished end hardware kits; 1 cantilevered work surface; 1 lockable flipper unit; 1 light; 1 tack board; 1 tool rail; 1 diagonal tray; 1 adjustable keyboard tray; 1 mobile pedestal, box/file; 1 support panel.
F0275 | Chair, Swivel, High Back | 2 | VV | Highback contemporary swivel chair, 41" high X 23" wide X 23" deep with five (5) caster swivel base and arms. Chair may be used at desks or in conference rooms. Back and seat are foam padded and upholstered with either woven textile fabric or vinyl.
F2000 | Basket, Wastepaper, Fire Resistant | 1 | VV | Wastepaper basket, fire resistant, approximately 40 quart capacity. This unit is used to collect and temporarily store small quantities of paper refuse in patient rooms, administrative areas and nursing stations. Size and shape varies depending on the application and manufacturer selected.
F3200 | Clock, Battery, 12" Diameter | 1 | VV | Clock, 12" diameter. Round surface, easy to read numbers with sweep second hand. Wall mounted unit for use when impractical to install a fully synchronized clock system. Battery operated, (batteries not included).
M1801 | Computer, Microprocessing, w/Flat Panel Monitor | 2 | VV | Desk top microprocessing computer. The unit shall consist of a central processing mini tower, flat panel monitor, keyboard, mouse and speakers. The system shall have the following minimum characteristics: a 2.8 GHz Pentium processor; 512 MB memory; 80GB hard drive; 32/48x CD-ROMDVD combo; 1.44MB network interface card; video 32 MB NVIDIA; a 18 inch flat panel monitor. The computer is used throughout the facility to input, manipulate and retrieve information.
X4124 | Console, PACS, Remote View, w/Four 2MP Monitors | 1 | VV | Four monitor remote viewing station for picture and retrieval (DIN/PACS) system. This station is for use by providers inside or outside radiology to review images. Station includes local image storage, image manipulation and simultaneous display of multiple images on four 1260 X 1600 monitors. Images are stored on a resident memory and roll off to long term storage as more recent images are sent to the station. Provider may request images from the PACS by LAN for image and result receipt. Console must be DICOM compliant. Input may be by keyboard, mouse, trackball or voice activated commands.
13 - OFDR1 - Office, Radiology | 13 - OFDR1 - Office, Radiology | 13 - OFDR1 - Office, Radiology | 13 - OFDR1 - Office, Radiology | 13 - OFDR1 - Office, Radiology
JSN | NAME | QTY | ACQ | DESCRIPTION
A1010 | Telecommunication Outlet | 3 | CC | Telecommunication outlet location.
A1015 | Telephone, Desk, Multiple Line | 1 | VV | Telephone, desk, multiple line.
A5145 | Hook, Garment, Double, SS, Surface Mounted | 2 | CC | A surface mounted, satin finish stainless steel, double garment hook. Equipped with a concealed mounting bracket that is secured to a concealed wall plate. For general purpose use throughout the facility to hang various items of apparel.
A6046 | Artwork, Decorative, With Frame | 1 | VV | This JSN is to be used for determining and defining location of decorative artwork.
E0078 | Workstation, L-Shaped w/Peninsula, Free Std, 78x72 | 1 | VV | This section will provide a whole work station typical to quickly plan work areas in clinical or administrative spaces. There will be a price decrease if typical work stations are used with vertical hanging strips instead of panels. THIS TYPICAL INCLUDES: 4 standard solid panels; 2 panel connectors, 2-way corner; 1 panel-to-panel connector; 2 finished end hardware; 1 cantilevered work surface; 1 peninsula work surface; 2 lockable flipper units; 2 shelf, storage/display; 2 lights; 1 tack board, 48"W; 1 tool rail, 30"W; 1 paper tray; 1 diagonal tray; 1 adjustable keyboard tray; 1 mobile pedestal, box/file.
F0115 | Bookcase, Open, 5 Shelf | 1 | VV | Freestanding open shelf bookcase, approximately 82" high X 37" wide X 18" deep with 5 (five) adjustable shelves. Unit can be separate or part of a system with available add-on shelving.
F0205 | Chair, Side With Arms | 2 | VV | Upholstered side chair, 32" high X 21" wide X 23" deep with arms, padded seats and padded backs. Seat height is a minimum of 17". Available with or without sled base.
F0275 | Chair, Swivel, High Back | 1 | VV | Highback contemporary swivel chair, 41" high X 23" wide X 23" deep with five (5) caster swivel base and arms. Chair may be used at desks or in conference rooms. Back and seat are foam padded and upholstered with either woven textile fabric or vinyl.
F0420 | Cabinet, Filing, Lateral, Half Height | 1 | VV | Half height two (2) or three (3) drawer lateral filing cabinet, 28" high X 42" wide X 18" deep with recessed handles, locking device and drawer label holders. Drawers are adaptable to either letter or legal size materials.
F2000 | Basket, Wastepaper, Fire Resistant | 1 | VV | Wastepaper basket, fire resistant, approximately 40 quart capacity. This unit is used to collect and temporarily store small quantities of paper refuse in patient rooms, administrative areas and nursing stations. Size and shape varies depending on the application and manufacturer selected.
F3200 | Clock, Battery, 12" Diameter | 1 | VV | Clock, 12" diameter. Round surface, easy to read numbers with sweep second hand. Wall mounted unit for use when impractical to install a fully synchronized clock system. Battery operated, (batteries not included).
M1801 | Computer, Microprocessing, w/Flat Panel Monitor | 1 | VV | Desk top microprocessing computer. The unit shall consist of a central processing mini tower, flat panel monitor, keyboard, mouse and speakers. The system shall have the following minimum characteristics: a 2.8 GHz Pentium processor; 512 MB memory; 80GB hard drive; 32/48x CD-ROMDVD combo; 1.44MB network interface card; video 32 MB NVIDIA; a 18 inch flat panel monitor. The computer is used throughout the facility to input, manipulate and retrieve information.
X4122 | Console, PACS, Remote View, w/Two 3MP Monitors | 1 | VV | Two monitor remote viewing station for picture and retrieval (DIN/PACS) system. This station is for use by providers inside or outside radiology to review images. Station includes local image storage, image manipulation and simultaneous display of multiple images on a two 2048 X 1536 image display monitors. Images are stored on a resident memory and roll off to long term storage as more recent images are sent to the station. Provider may request images from the PACS by LAN for image and result receipt. Console must be DICOM compliant. Input may be by keyboard, mouse, trackball or voice activated commands.
14 - OFA07 - Workstation, Radiology Tech | 14 - OFA07 - Workstation, Radiology Tech | 14 - OFA07 - Workstation, Radiology Tech | 14 - OFA07 - Workstation, Radiology Tech | 14 - OFA07 - Workstation, Radiology Tech
JSN | NAME | QTY | ACQ | DESCRIPTION
A1010 | Telecommunication Outlet | 2 | CC | Telecommunication outlet location.
A1015 | Telephone, Desk, Multiple Line | 1 | VV | Telephone, desk, multiple line.
E0123 | Workstation, Straight, Free Standing, 72" W | 1 | VV | This JSN will provide a whole work station typical to quickly plan work in areas in clinical or administrative spaces. There will be a price decrease if typical work stations are used with vertical hanging strips instead of panels. THIS TYPICAL INCLUDES: 4 Standard Solid Panels 2 Panel Connectors, 2-Way Corner 1 Panel-to-Panel Connector 2 Finished End Hardware 1 Cantilevered, Work Surface 2 Lockable Flipper Units 2 Shelf, Storage/Displays 2 Lights 1 Tack board 1 Tool Rail 1 Paper Tray 1 Diagonal Tray 1 Adjustable Keyboard Tray 1 Mobile Pedestal, Box/File
F0275 | Chair, Swivel, High Back | 1 | VV | Highback contemporary swivel chair, 41" high X 23" wide X 23" deep with five (5) caster swivel base and arms. Chair may be used at desks or in conference rooms. Back and seat are foam padded and upholstered with either woven textile fabric or vinyl.
F0420 | Cabinet, Filing, Lateral, Half Height | 1 | VV | Half height two (2) or three (3) drawer lateral filing cabinet, 28" high X 42" wide X 18" deep with recessed handles, locking device and drawer label holders. Drawers are adaptable to either letter or legal size materials.
F2000 | Basket, Wastepaper, Fire Resistant | 1 | VV | Wastepaper basket, fire resistant, approximately 40 quart capacity. This unit is used to collect and temporarily store small quantities of paper refuse in patient rooms, administrative areas and nursing stations. Size and shape varies depending on the application and manufacturer selected.
M1801 | Computer, Microprocessing, w/Flat Panel Monitor | 1 | VV | Desk top microprocessing computer. The unit shall consist of a central processing mini tower, flat panel monitor, keyboard, mouse and speakers. The system shall have the following minimum characteristics: a 2.8 GHz Pentium processor; 512 MB memory; 80GB hard drive; 32/48x CD-ROMDVD combo; 1.44MB network interface card; video 32 MB NVIDIA; a 18 inch flat panel monitor. The computer is used throughout the facility to input, manipulate and retrieve information.
14 - PATHOLOGY AND LABORATORY MEDICINE (PLM) SERVICE | 14 - PATHOLOGY AND LABORATORY MEDICINE (PLM) SERVICE | 14 - PATHOLOGY AND LABORATORY MEDICINE (PLM) SERVICE | 14 - PATHOLOGY AND LABORATORY MEDICINE (PLM) SERVICE | 14 - PATHOLOGY AND LABORATORY MEDICINE (PLM) SERVICE
1 - LBVP1 - Blood Specimen Collection Room | 1 - LBVP1 - Blood Specimen Collection Room | 1 - LBVP1 - Blood Specimen Collection Room | 1 - LBVP1 - Blood Specimen Collection Room | 1 - LBVP1 - Blood Specimen Collection Room
JSN | NAME | QTY | ACQ | DESCRIPTION
A1010 | Telecommunication Outlet | 2 | CC | Telecommunication outlet location.
A1014 | Telephone, Wall Mounted, 1 Line, With Speaker | 1 | VV | Telephone, wall mounted, 1 line, with speaker.
A5075 | Dispenser, Soap, Disposable | 1 | VV | Disposable soap dispenser. One-handed dispensing operation. Designed to accommodate disposable soap cartridge and valve.
A5077 | Dispenser, Hand Sanitizer, Hands-Free | 1 | VV | A touch free wall-mounted hand sanitizer dispenser. For use throughout a healthcare facility. Unit does not include the sanitizing liquid. Units are battery operated.
A5080 | Dispenser, Paper Towel, SS, Surface Mounted | 1 | CC | A surface mounted, satin finish stainless steel, single-fold, paper towel dispenser. Dispenser features: tumbler lock; front hinged at bottom; and refill indicator slot. Minimum capacity 400 single-fold paper towels. For general purpose use throughout the facility.
A5107 | Dispenser, Glove, Surgical/Examination, Wall Mntd | 1 | VV | Examination three (Small Medium, Large) glove dispenser box for wall mounting. Fabricated of either cold rolled steel with a white baked enamel finish, plastic or acrylic. Hardware not included, Option 3 powder coated steel.
A5108 | Waste Disposal Unit, Sharps | 1 | VV | A container for collecting and transporting syringes and other sharps for decontamination and disposal. Available in 2 gallon and 8 gallon with locking rotor. Complies with OSHA regulations for handling sharps.
A5145 | Hook, Garment, Double, SS, Surface Mounted | 1 | CC | A surface mounted, satin finish stainless steel, double garment hook. Equipped with a concealed mounting bracket that is secured to a concealed wall plate. For general purpose use throughout the facility to hang various items of apparel.
A5180 | Track, Cubicle, Surface Mounted, With Curtain | 1 | VV | Surface mounted cubicle track, with curtain. Track constructed of thick extruded aluminum. Equipped with self lubricating carriers, beaded drop chain hooks, and flame resistant curtain. To include removable end caps. Designed to be suspended around patient areas where privacy is needed. Price listed is per foot of the track, curtains to be priced per quote.
CD040 | Cabinet, W/H, 2 Shelf, 2 DO, Sloping Top, 38x36x13 | 1 | CC | Wall hung cabinet with two adjustable shelves, solid hinged doors, and sloping top. Also referred to as a solid hinged double door wall case. For general purpose use throughout the facility.
CT020 | Countertop, Solid Surface | 1 | CC | A solid, nonporous countertop with a smooth seamless appearance. Easy to clean and maintain and with proper cleaning does not support the growth of mold. An acrylic-based solid surface product. Standard thickness of 1", and a 4" butt backsplash/curb. Also referred to as a work surface or work top. Available in a choice of colors and depths. Used in lab and other hospital areas requiring optimum physical and chemical resisting properties.
E0948 | Cart, General Storage, Mobile, 42"H x 32"W x 22"D | 1 | VV | THIS TYPICAL INCLUDES: 1 Cart Body, Style-A Narrow, w/Raised Edge Top 2 Drawers, 3" H 4 Drawers, 6" H 1 Accessory Rail, Side Drawer Organizer Bins
F2000 | Basket, Wastepaper, Fire Resistant | 2 | VV | Wastepaper basket, fire resistant, approximately 40 quart capacity. This unit is used to collect and temporarily store small quantities of paper refuse in patient rooms, administrative areas and nursing stations. Size and shape varies depending on the application and manufacturer selected.
F3025 | Board, Bulletin, Wood Framed | 1 | VV | Bulletin board approximately 36"W x 24"H. Wood framed 1/2" cork posting panel with moisture proof backing. Units are factory assembled and have keyhole hangers for easy installation.
M1410 | Chair, Laboratory, Blood Drawing, w/Storage | 1 | VV | Laboratory blood drawing chair with storage. Chair has built-in storage cabinet(s) and locking arm assembly that may be positioned on either side of the fiberglass chair.
M1801 | Computer, Microprocessing, w/Flat Panel Monitor | 1 | VV | Desk top microprocessing computer. The unit shall consist of a central processing mini tower, flat panel monitor, keyboard, mouse and speakers. The system shall have the following minimum characteristics: a 2.8 GHz Pentium processor; 512 MB memory; 80GB hard drive; 32/48x CD-ROMDVD combo; 1.44MB network interface card; video 32 MB NVIDIA; a 18 inch flat panel monitor. The computer is used throughout the facility to input, manipulate and retrieve information.
M1803 | Workstation, Computer, Wall Mounted, Adjustable | 1 | VV | A wall mounted computer workstation with height adjustable monitor and keyboard arms. Keyboard and monitor can be stored within 8" to 10" of wall. Fingertip adjustability for keyboard and monitor enable frequent position changes. Unit contains an integrated cable management system to hide wires. A separate wall-mounted CPU holder is included.
M1830 | Printer, Label, Pharmacy | 1 | VV | Label printer for use in pharmacy applications. The printer shall be bench top standing. It shall be flexible enough to accommodate label sizes up to 4 inches, with a minimum print speed of 6 inches per second and a minimum resolution of 203 dpi.
P3100 | Lavatory, Vitreous China, Slab Type | 1 | CC | Wall mounted, slab type, vitreous china, lavatory (approximate bowl size 7"x15"x10") with: faucet holes on 4" centers; gooseneck spout; wrist blade handles; and grid strainer. It shall be suitable for use in clinics, offices, washrooms or patient care area.
2 - TPSP1 - Toilet, Specimen Collection | 2 - TPSP1 - Toilet, Specimen Collection | 2 - TPSP1 - Toilet, Specimen Collection | 2 - TPSP1 - Toilet, Specimen Collection | 2 - TPSP1 - Toilet, Specimen Collection
JSN | NAME | QTY | ACQ | DESCRIPTION
A1067 | Mirror, Float Glass, ADA Accessible | 1 | CC | A high quality 1/4" polished float glass mirror with a stainless steel frame. Frame holds mirror in a tilted position for accessibility and compliance with ADA requirements. Mirror has a galvanized steel back secured to frame with concealed screws with integral horizontal hanging brackets. Mirror shall be approximately 18" wide and 36" high. Other sizes are available.
A5075 | Dispenser, Soap, Disposable | 1 | VV | Disposable soap dispenser. One-handed dispensing operation. Designed to accommodate disposable soap cartridge and valve.
A5082 | Dispenser, Paper Towel, Sensor, Hands Free | 1 | CC | A surface mounted, sensor activated, automatic, roll paper towel dispenser. The unit dispenses a paper towel automatically only when hands are place in position below the dispenser for maximum sanitation and hygiene. May include adjustable settings for sheet length, time delay, and sensor range. Unit is battery operated or with optional AC power adapter.
A5090 | Disposal, Sanitary Napkin, SS, Surface Mounted | 1 | CC | A surface mounted, satin finish stainless steel, sanitary napkin disposal. Disposal features a flip-up cover, secured to the container by a heavy duty stainless steel piano-hinge. Disposal may be secured to wall or toilet partition. For general purpose use in female toilet stalls or rooms and uni-sex toilet rooms.
A5109 | Grab Bar, ABA Compliant, SS, 2-Wall, W/C Accessible | 1 | CC | 2-wall toilet stall/room grab bar with concealed mounting flanges and a satin finish stainless steel peened gripping surface.. Snap over flanges are provided to conceal mounting screws. A selection of mounting kits and concealed anchor devices are available from the manufacturers for different types of installations. Grab bar shall comply with all barrier-free accessibility guidelines for design, sizing, positioning, installation, and structural strength. For typical water closet applications in toilet stalls and rooms where Architectural Barriers Act grab bar requirements must be met.
A5145 | Hook, Garment, Double, SS, Surface Mounted | 1 | CC | A surface mounted, satin finish stainless steel, double garment hook. Equipped with a concealed mounting bracket that is secured to a concealed wall plate. For general purpose use throughout the facility to hang various items of apparel.
A5200 | Dispenser, Toilet Tissue, SS, 2-Roll, Surface Mntd | 1 | CC | A concealed surface mounted, double roll, satin finish stainless steel, toilet tissue dispenser. Unit accommodates two standard-core toilet tissue rolls through 5" in diameter. Spindles are chrome plated plastic with a heavy-duty internal spring and turn freely for non-controlled delivery. For general purpose use in restrooms.
F2000 | Basket, Wastepaper, Fire Resistant | 1 | VV | Wastepaper basket, fire resistant, approximately 40 quart capacity. This unit is used to collect and temporarily store small quantities of paper refuse in patient rooms, administrative areas and nursing stations. Size and shape varies depending on the application and manufacturer selected.
L1200 | Cabinet, Specimen, Pass Thru, CRS | 1 | CC | Pass-through specimen cabinet. The unit has a sight-proof interlocking door that permits only one door to open at a time. It also includes a removable spill tray, corrosion resistant stainless steel welded construction with seamless corners and burr-free edges and is able to adjust to wall thickness between 3-6 inches. Used for passage of specimens from patient area to laboratory.
P3100 | Lavatory, Vitreous China, Slab Type | 1 | CC | Wall mounted, slab type, vitreous china, lavatory (approximate bowl size 7"x15"x10") with: faucet holes on 4" centers; gooseneck spout; wrist blade handles; and grid strainer. It shall be suitable for use in clinics, offices, washrooms or patient care area.
P9050 | Toilet, Wall Hung, Siphon Jet | 1 | CC | Siphon jet water closet/ toilet. This unit is wall hung with an elongated bowl, top spud flushometer, seat with open front and check hinge, and carrier. Used in restrooms throughout the health care facility.
3 - LBGM1 - Laboratory, General | 3 - LBGM1 - Laboratory, General | 3 - LBGM1 - Laboratory, General | 3 - LBGM1 - Laboratory, General | 3 - LBGM1 - Laboratory, General
JSN | NAME | QTY | ACQ | DESCRIPTION
A1010 | Telecommunication Outlet | 3 | CC | Telecommunication outlet location.
A1011 | Telephone, Desk, 1 Line | 1 | VV | Telephone, desk, 1 line.
A5075 | Dispenser, Soap, Disposable | 2 | VV | Disposable soap dispenser. One-handed dispensing operation. Designed to accommodate disposable soap cartridge and valve.
A5080 | Dispenser, Paper Towel, SS, Surface Mounted | 2 | CC | A surface mounted, satin finish stainless steel, single-fold, paper towel dispenser. Dispenser features: tumbler lock; front hinged at bottom; and refill indicator slot. Minimum capacity 400 single-fold paper towels. For general purpose use throughout the facility.
A5107 | Dispenser, Glove, Surgical/Examination, Wall Mntd | 1 | VV | Examination three (Small Medium, Large) glove dispenser box for wall mounting. Fabricated of either cold rolled steel with a white baked enamel finish, plastic or acrylic. Hardware not included, Option 3 powder coated steel.
A5108 | Waste Disposal Unit, Sharps | 1 | VV | A container for collecting and transporting syringes and other sharps for decontamination and disposal. Available in 2 gallon and 8 gallon with locking rotor. Complies with OSHA regulations for handling sharps.
A5145 | Hook, Garment, Double, SS, Surface Mounted | 1 | CC | A surface mounted, satin finish stainless steel, double garment hook. Equipped with a concealed mounting bracket that is secured to a concealed wall plate. For general purpose use throughout the facility to hang various items of apparel.
C04F0 | Cabinet, U/C/B, 1 Shelf, 2 Half DR, 2 DO, 36x36x22 | 1 | CC | Standing height under counter base cabinet with an adjustable shelf and two half width drawers above solid hinged doors. Also referred to as a combination cabinet or a drawer and cupboard cabinet. For general purpose use throughout the facility.
C04Q0 | Cabinet, ADA Sink, Wall-Mounted | 1 | CC | Wall mounted sink support cabinet for drop-in sink with vertical fascia and angled ADA profile, also referred to as ADA sink cabinet. Removable front panel to permit access to plumbing. Medium density M-3 particle board core construction faced with high pressure vertical grade decorative plastic laminate on exposed surfaces and melamine on semi-exposed and concealed surfaces; plastic laminate edge banding. Includes all attaching hardware including support rail.
C05P0 | Cabinet, Sink, U/C/B, 2 Door, 36x48x22 | 1 | CC | Standing height under counter base sink cabinet with solid hinged doors. Also referred to as a double-door sink cabinet. For general purpose use throughout the facility where a sink is to be used. Coordinate actual clear cabinet dimension with the actual outside dimension of sink that is specified to ensure that they are compatible.
CS010 | Sink, SS, Single Compartment, 7.5x12x12 ID | 1 | CC | Single compartment stainless steel sink, drop-in, self-rimming, ledge-type, connected with a drain and provided with a mixing faucet. It shall also be provided with pre-punched fixture holes on 4" center, integral back ledge to accommodate deck-mounted fixtures, brushed/polished interior and top surfaces, and sound deadened. Recommended for use in suspended or U/C/B sink cabinets having a high plastic laminate or Chemsurf laminate countertop/work surface. For general purpose use throughout the facility.
CS150 | Sink, SS, Single Compartment, 10x19x16 ID | 1 | CC | Single compartment stainless steel sink, drop-in, self-rimming, ledge-type, connected with a drain and provided with a mixing faucet. It shall also be provided with pre-punched fixture holes on 4" center, integral back ledge to accommodate deck-mounted fixtures, brushed/polished interior and top surfaces, and sound deadened. Recommended for use in suspended or U/C/B sink cabinets having a high plastic laminate or Chemsurf laminate countertop/work surface. Coordinate actual outside sink dimensions with the actual clear dimension of cabinet specified to ensure that they are compatible. For general purpose use throughout the facility.
CT020 | Countertop, Solid Surface | 1 | CC | A solid, nonporous countertop with a smooth seamless appearance. Easy to clean and maintain and with proper cleaning does not support the growth of mold. An acrylic-based solid surface product. Standard thickness of 1", and a 4" butt backsplash/curb. Also referred to as a work surface or work top. Available in a choice of colors and depths. Used in lab and other hospital areas requiring optimum physical and chemical resisting properties.
F0230 | Chair, Drafting, Rotary | 2 | VV | Drafting chair approximately 47" high X 20" wide X 20" deep with rotary stool and a 5 (five) star base with casters. Padded seat and back. Foot ring adjusts with chair.
F2000 | Basket, Wastepaper, Fire Resistant | 1 | VV | Wastepaper basket, fire resistant, approximately 40 quart capacity. This unit is used to collect and temporarily store small quantities of paper refuse in patient rooms, administrative areas and nursing stations. Size and shape varies depending on the application and manufacturer selected.
F3010 | Board, Bulletin, 48 x 48 | 1 | VV | Open face bulletin board. Cork posting panel with moisture proof backing. Variety of frames to choose from. Used for posting notes and messages.
L0990 | Analyzer, Urine, Basic | 1 | VV | Basic urine analysis system. Automated system provides 8 chemistries. Unit requires only power connection. This unit is a benchtop instrument.
L1115 | Analyzer, Hematology, Differential, Automatic | 1 | VV | Automatic hematology counter/analyzer. The analyzers characteristics/components include the measurement of eight hematology parameters as well as platelet counts, auto-rinse cycle between analysis, minimum specimen requirement of 100 microliters, readout results in 40 seconds, automatic calibration and capable of computerized differential counting and manual verification of results. Used for hematology analysis.
L1502 | Centrifuge, Tabletop | 1 | VV | Tabletop laboratory centrifuge. This unit has a variable speed range of 1500 to 13000 RPM in part dependent on rotor assembly used. It includes a no brake option allowing rotor to spin to a gradual stop as well as the capability to enter combinations of time and RPM into the memory, and a door lock safety system. Heads accommodate a wide variety of tubes and can accommodate up to at least 76 tubes. Used in laboratories to prepare samples for further analysis.
L2570 | Incubator, Bacteriological, Single | 1 | VV | Small bacteriological incubator. It has a corrosion resistant chamber with adjustable shelves and a temperature range of approximately 30-70 degrees centigrade. Used in laboratories to grow cultures.
L8520 | Shaker, Rotating, 12 Standard Tubes | 1 | VV | Rotator/shaker. The unit has a speed range approximately 6 to 60 RPM, an adjustable place head, and the capability to hold all tubes 10 to 19 mm in diameter. Used for hematology procedures, micro-diffusion techniques, precipitate washing, blood gas saturation and more.
L8580 | Stainer, Slide, Automatic, Hematology | 1 | VV | Automatic slide stainer. This is a microprocessor controlled stainer designed for minimum of 20 slides at one time. It includes a staining station, rinsing station and drying station. For use in microbiology, histology, and hematology laboratories.
M1801 | Computer, Microprocessing, w/Flat Panel Monitor | 1 | VV | Desk top microprocessing computer. The unit shall consist of a central processing mini tower, flat panel monitor, keyboard, mouse and speakers. The system shall have the following minimum characteristics: a 2.8 GHz Pentium processor; 512 MB memory; 80GB hard drive; 32/48x CD-ROMDVD combo; 1.44MB network interface card; video 32 MB NVIDIA; a 18 inch flat panel monitor. The computer is used throughout the facility to input, manipulate and retrieve information.
M1830 | Printer, Label, Pharmacy | 1 | VV | Label printer for use in pharmacy applications. The printer shall be bench top standing. It shall be flexible enough to accommodate label sizes up to 4 inches, with a minimum print speed of 6 inches per second and a minimum resolution of 203 dpi.
M1840 | Printer/Copier/Fax Combination | 1 | VV | Multifunctional printer, fax, scanner and copier (PFC) all-in-one machine.
M3072 | Frame, Infectious Waste Bag w/Lid | 1 | VV | Frame for an infectious waste collection bag. Made of heavy tubular stainless steel with heavy gauge welded steel platform. Adjust to hold 18" or 25" trash bags. Mounted on ball bearing casters and includes permanently mounted hinged lid. Provides means of bagging infectious waste at point of waste generation.
P1965 | Eyewash, Eye/Face, Sink Mounted, Hands-free | 1 | CC | A sink mounted eyewash station. The unit is designed for emergency eye and face rinsing from soft flow dual spray-heads. The Flow must be activated by the single momentary action and remain on until terminated.
P2451 | Valve, Mixing, Thermostatic, Eyewash | 1 | CC | Emergency tempering valve thermostatically mixes hot and cold water to provide a safe fluid supply for a single emergency eye/face wash with a flow rate of 10 gpm (38.8L)
R6070 | Refrigerator/Freezer, Biological, Upright, 18 Cu Ft | 1 | VV | Biological refrigerator with freezer. This unit includes a freezer compartment for general laboratory use. Its independent direct-set temperature controllers allow temperature selection for +2Â° to 14Â°C for the refrigerator, and from -20Â° to -30Â°C for the freezer.
4 - LMCH1 - Laboratory, Clinical Chemistry | 4 - LMCH1 - Laboratory, Clinical Chemistry | 4 - LMCH1 - Laboratory, Clinical Chemistry | 4 - LMCH1 - Laboratory, Clinical Chemistry | 4 - LMCH1 - Laboratory, Clinical Chemistry
JSN | NAME | QTY | ACQ | DESCRIPTION
A1010 | Telecommunication Outlet | 2 | CC | Telecommunication outlet location.
A1014 | Telephone, Wall Mounted, 1 Line, With Speaker | 1 | VV | Telephone, wall mounted, 1 line, with speaker.
A1066 | Mirror, Float Glass, With SS Frame | 1 | CC | A high quality 1/4" polished float glass mirror 36X18, framed in a one-piece, bright polished, stainless steel channel frame with 90Â° mitered corners. All edges of the mirror are protected by absorbing filler strips. Mirror has a galvanized steel back with integral horizontal hanging brackets and wall hanger for concealed mounting. For mounting above single wall mounted lavatories located in toilet areas, Doctors examination offices, etc. May also be used above double lavatories, either wall or countertop mounted, found in restroom areas.
A5075 | Dispenser, Soap, Disposable | 1 | VV | Disposable soap dispenser. One-handed dispensing operation. Designed to accommodate disposable soap cartridge and valve.
A5080 | Dispenser, Paper Towel, SS, Surface Mounted | 1 | CC | A surface mounted, satin finish stainless steel, single-fold, paper towel dispenser. Dispenser features: tumbler lock; front hinged at bottom; and refill indicator slot. Minimum capacity 400 single-fold paper towels. For general purpose use throughout the facility.
A5145 | Hook, Garment, Double, SS, Surface Mounted | 1 | CC | A surface mounted, satin finish stainless steel, double garment hook. Equipped with a concealed mounting bracket that is secured to a concealed wall plate. For general purpose use throughout the facility to hang various items of apparel.
C03P0 | Cabinet, Sink, U/C/B, 2 Door, 30" W | 1 | CC | Standing height under counter base sink cabinet. 36" H x 30" W x 22" D with two solid hinged doors. Also referred to as a double-door sink cabinet. For general purpose use throughout the facility where a sink is to be used. Coordinate actual clear cabinet dimension with the actual outside dimension of sink that is specified to ensure that they are compatible.
C04E0 | Cabinet, U/C/B, 1 Shelf, 1 Drawer, 2 DO, 36x36x22 | 1 | CC | Standing height under counter base cabinet with an adjustable shelf and a full width drawer above solid hinged doors. Also referred to as a combination cabinet or a drawer and cupboard cabinet. For general purpose use throughout the facility.
CS090 | Sink, SS, Single Compartment, 7.5x19x16 ID | 1 | CC | Single compartment stainless steel sink, drop-in, self-rimming, ledge-type, connected with a drain and provided with a mixing faucet. It shall also be provided with pre-punched fixture holes on 4" center, integral back ledge to accommodate deck-mounted fixtures, brushed/polished interior and top surfaces, and sound deadened. Recommended for use in suspended or U/C/B sink cabinets having a high plastic laminate or Chemsurf laminate countertop/work surface. Coordinate actual outside sink dimensions with the actual clear dimension of cabinet specified to ensure that they are compatible. For general purpose use throughout the facility.
CT020 | Countertop, Solid Surface | 1 | CC | A solid, nonporous countertop with a smooth seamless appearance. Easy to clean and maintain and with proper cleaning does not support the growth of mold. An acrylic-based solid surface product. Standard thickness of 1", and a 4" butt backsplash/curb. Also referred to as a work surface or work top. Available in a choice of colors and depths. Used in lab and other hospital areas requiring optimum physical and chemical resisting properties.
F0230 | Chair, Drafting, Rotary | 1 | VV | Drafting chair approximately 47" high X 20" wide X 20" deep with rotary stool and a 5 (five) star base with casters. Padded seat and back. Foot ring adjusts with chair.
F2000 | Basket, Wastepaper, Fire Resistant | 1 | VV | Wastepaper basket, fire resistant, approximately 40 quart capacity. This unit is used to collect and temporarily store small quantities of paper refuse in patient rooms, administrative areas and nursing stations. Size and shape varies depending on the application and manufacturer selected.
F3200 | Clock, Battery, 12" Diameter | 1 | VV | Clock, 12" diameter. Round surface, easy to read numbers with sweep second hand. Wall mounted unit for use when impractical to install a fully synchronized clock system. Battery operated, (batteries not included).
L1035 | Analyzer, Chemistry, Stat | 1 | VV | Stat chemistry analyzer. The unit performs tests in <10 minutes. The test parameters are serum, urine and CSF. The unit performs over 37 routine tests. The analyzer can process 100 samples at a time with a maximum analytical rate of 420 tests per hour. It is used for electrolytes, blood hematocrit and other routine chemistries.
L1502 | Centrifuge, Tabletop | 1 | VV | Tabletop laboratory centrifuge. This unit has a variable speed range of 1500 to 13000 RPM in part dependent on rotor assembly used. It includes a no brake option allowing rotor to spin to a gradual stop as well as the capability to enter combinations of time and RPM into the memory, and a door lock safety system. Heads accommodate a wide variety of tubes and can accommodate up to at least 76 tubes. Used in laboratories to prepare samples for further analysis.
M1801 | Computer, Microprocessing, w/Flat Panel Monitor | 1 | VV | Desk top microprocessing computer. The unit shall consist of a central processing mini tower, flat panel monitor, keyboard, mouse and speakers. The system shall have the following minimum characteristics: a 2.8 GHz Pentium processor; 512 MB memory; 80GB hard drive; 32/48x CD-ROMDVD combo; 1.44MB network interface card; video 32 MB NVIDIA; a 18 inch flat panel monitor. The computer is used throughout the facility to input, manipulate and retrieve information.
M1825 | Printer, Computer | 1 | VV | High resolution computer printer with a variety of type styles and sheet/envelope feeder trays. Database information reflects network ready, medium duty office style laser printers. Other types of printers (bubble jet, dot matrix, line or plotter) as well as light or heavy use capabilities are available.
5 - LBSS1 - Shipping / Receiving | 5 - LBSS1 - Shipping / Receiving | 5 - LBSS1 - Shipping / Receiving | 5 - LBSS1 - Shipping / Receiving | 5 - LBSS1 - Shipping / Receiving
JSN | NAME | QTY | ACQ | DESCRIPTION
A1010 | Telecommunication Outlet | 2 | CC | Telecommunication outlet location.
A1012 | Telephone, Wall Mounted, 1 Line | 1 | VV | Telephone, wall mounted, 1 line.
A5075 | Dispenser, Soap, Disposable | 1 | VV | Disposable soap dispenser. One-handed dispensing operation. Designed to accommodate disposable soap cartridge and valve.
A5080 | Dispenser, Paper Towel, SS, Surface Mounted | 1 | CC | A surface mounted, satin finish stainless steel, single-fold, paper towel dispenser. Dispenser features: tumbler lock; front hinged at bottom; and refill indicator slot. Minimum capacity 400 single-fold paper towels. For general purpose use throughout the facility.
A5106 | Waste Disposal Unit, Sharps w/Glove Dispenser | 1 | VV | The unit is designed for the disposal of sharps and complies with OSHA guidelines for the handling of sharps. It shall house a 5 quart container and be capable of being mounted on a wall. It shall have a glove dispenser attached. The unit shall be secured by a locked enclosure.
E0573 | Workstation, Shipping/Receiving Lab, Minimal | 1 | VV | THIS TYPICAL INCLUDES: 1 Equipment Rail, System-Mt, 48"W 2 Clinical Panel, 80"H x 30"W 1 Module, 80"H x 24W, w/ 7-1/4inch utility chase, w/ service shelf 2 Module, 80"H x 48W , w/ 7-1/4inch utility chase, w/ service shelf 1 Vertical Chase Cover 2 Service Shelf 48W 2 Light 48W 2 Cantilevered Work Surface 30D x 48W 2 Lockable Flipper Unit, 48W 2 Adjustable Keyboard Tray 1 Sink Base Cabinet, Dbl. Door, Backsplash, w/Corian Top, 30D x 48W 1 Swing-Away Eyewash 1 SS Sink 19D x 33D 1 Gooseneck Mixing Faucet ASSY. With Wristbands 1 Strainer and Tailpiece 1 Coat Hook Drawer Organizer Bins * Connecting hardware required to complete installation.
F0230 | Chair, Drafting, Rotary | 1 | VV | Drafting chair approximately 47" high X 20" wide X 20" deep with rotary stool and a 5 (five) star base with casters. Padded seat and back. Foot ring adjusts with chair.
F2540 | Shredder, Paper, Security | 1 | VV | Paper shredder, approximately 21" high X 15" wide X 12" deep with shredding unit and waste receptacle. Security features will include cross-cut shredding.
F3200 | Clock, Battery, 12" Diameter | 1 | VV | Clock, 12" diameter. Round surface, easy to read numbers with sweep second hand. Wall mounted unit for use when impractical to install a fully synchronized clock system. Battery operated, (batteries not included).
L1502 | Centrifuge, Tabletop | 1 | VV | Tabletop laboratory centrifuge. This unit has a variable speed range of 1500 to 13000 RPM in part dependent on rotor assembly used. It includes a no brake option allowing rotor to spin to a gradual stop as well as the capability to enter combinations of time and RPM into the memory, and a door lock safety system. Heads accommodate a wide variety of tubes and can accommodate up to at least 76 tubes. Used in laboratories to prepare samples for further analysis.
M1801 | Computer, Microprocessing, w/Flat Panel Monitor | 1 | VV | Desk top microprocessing computer. The unit shall consist of a central processing mini tower, flat panel monitor, keyboard, mouse and speakers. The system shall have the following minimum characteristics: a 2.8 GHz Pentium processor; 512 MB memory; 80GB hard drive; 32/48x CD-ROMDVD combo; 1.44MB network interface card; video 32 MB NVIDIA; a 18 inch flat panel monitor. The computer is used throughout the facility to input, manipulate and retrieve information.
M1830 | Printer, Label, Pharmacy | 1 | VV | Label printer for use in pharmacy applications. The printer shall be bench top standing. It shall be flexible enough to accommodate label sizes up to 4 inches, with a minimum print speed of 6 inches per second and a minimum resolution of 203 dpi.
P1965 | Eyewash, Eye/Face, Sink Mounted, Hands-free | 1 | CC | A sink mounted eyewash station. The unit is designed for emergency eye and face rinsing from soft flow dual spray-heads. The Flow must be activated by the single momentary action and remain on until terminated.
P2450 | Valve, Mixing, Thermostatic | 1 | CC | Thermostatic mixing valve with washout hose. Used with portable whirlpool equipment. Thermostatic valve is used to maintain temperature between 70 and 110 degree Fahrenheit, with a flow rate of 20 gallons a minute. The washout hose assembly is used to wash out tanks after treatment. Used in physical therapy department to provide comfortable water temperature for patient treatments.
R5135 | Freezer, Undercounter, 5 Cubic Feet | 1 | VV | Under counter freezer. This unit features space-saving thin-wall construction and has the flexibility of being built with existing cabinets, installed under-counter without top or custom-finished to specifications. This unit is a general purpose laboratory freezer.
R6200 | Refrigerator, U/C or F/S, 5 Cu Ft | 1 | VV | Utility refrigerator approximately 35" H x 24" W x 26" D. The unit has a two tray ice cube cooling system. The refrigerator fits standard architectural dimensions for undercounter installation. The unit is perfect for use in nurses' station, wards, and laboratories, pharmacies or wherever space is limited.
6 - SRS01 - Storage, Bulk | 6 - SRS01 - Storage, Bulk | 6 - SRS01 - Storage, Bulk | 6 - SRS01 - Storage, Bulk | 6 - SRS01 - Storage, Bulk
JSN | NAME | QTY | ACQ | DESCRIPTION
A1010 | Telecommunication Outlet | 1 | CC | Telecommunication outlet location.
A1014 | Telephone, Wall Mounted, 1 Line, With Speaker | 1 | VV | Telephone, wall mounted, 1 line, with speaker.
M2055 | Shelving, Storage, Wire, CRS, w/Adjustable Shelves | 4 | VV | Stationary, wire, shelving unit. Unit has fully adjustable shelves constructed of stainless steel. For use in general purpose storage areas. Shelving is provided in various sizes and configurations. Price provided is for a unit approximately 74"H x 18"D x 48"W with four shelves.
7 - SRR02 - Storage, Refrigerated | 7 - SRR02 - Storage, Refrigerated | 7 - SRR02 - Storage, Refrigerated | 7 - SRR02 - Storage, Refrigerated | 7 - SRR02 - Storage, Refrigerated
JSN | NAME | QTY | ACQ | DESCRIPTION
A1010 | Telecommunication Outlet | 1 | CC | Telecommunication outlet location.
R6060 | Refrigerator, Biological, SS, 2 Door, 40 Cu Ft | 2 | VV | Biological refrigerator. This unit shall have a minimum volume of 40 cubic feet, double doors, stainless steel cooler storage with stainless steel drawers, three adjustable shelves and one stationary stainless steel shelf. This refrigerator is used in research laboratories and hospital pharmacies for storage and dispensing of drugs.
8 - TNPG1 - Toilet, Staff | 8 - TNPG1 - Toilet, Staff | 8 - TNPG1 - Toilet, Staff | 8 - TNPG1 - Toilet, Staff | 8 - TNPG1 - Toilet, Staff
JSN | NAME | QTY | ACQ | DESCRIPTION
A1067 | Mirror, Float Glass, ADA Accessible | 1 | CC | A high quality 1/4" polished float glass mirror with a stainless steel frame. Frame holds mirror in a tilted position for accessibility and compliance with ADA requirements. Mirror has a galvanized steel back secured to frame with concealed screws with integral horizontal hanging brackets. Mirror shall be approximately 18" wide and 36" high. Other sizes are available.
A5075 | Dispenser, Soap, Disposable | 1 | VV | Disposable soap dispenser. One-handed dispensing operation. Designed to accommodate disposable soap cartridge and valve.
A5082 | Dispenser, Paper Towel, Sensor, Hands Free | 1 | CC | A surface mounted, sensor activated, automatic, roll paper towel dispenser. The unit dispenses a paper towel automatically only when hands are place in position below the dispenser for maximum sanitation and hygiene. May include adjustable settings for sheet length, time delay, and sensor range. Unit is battery operated or with optional AC power adapter.
A5090 | Disposal, Sanitary Napkin, SS, Surface Mounted | 1 | CC | A surface mounted, satin finish stainless steel, sanitary napkin disposal. Disposal features a flip-up cover, secured to the container by a heavy duty stainless steel piano-hinge. Disposal may be secured to wall or toilet partition. For general purpose use in female toilet stalls or rooms and uni-sex toilet rooms.
A5109 | Grab Bar, ABA Compliant, SS, 2-Wall, W/C Accessible | 1 | CC | 2-wall toilet stall/room grab bar with concealed mounting flanges and a satin finish stainless steel peened gripping surface.. Snap over flanges are provided to conceal mounting screws. A selection of mounting kits and concealed anchor devices are available from the manufacturers for different types of installations. Grab bar shall comply with all barrier-free accessibility guidelines for design, sizing, positioning, installation, and structural strength. For typical water closet applications in toilet stalls and rooms where Architectural Barriers Act grab bar requirements must be met.
A5145 | Hook, Garment, Double, SS, Surface Mounted | 1 | CC | A surface mounted, satin finish stainless steel, double garment hook. Equipped with a concealed mounting bracket that is secured to a concealed wall plate. For general purpose use throughout the facility to hang various items of apparel.
A5200 | Dispenser, Toilet Tissue, SS, 2-Roll, Surface Mntd | 1 | CC | A concealed surface mounted, double roll, satin finish stainless steel, toilet tissue dispenser. Unit accommodates two standard-core toilet tissue rolls through 5" in diameter. Spindles are chrome plated plastic with a heavy-duty internal spring and turn freely for non-controlled delivery. For general purpose use in restrooms.
F2010 | Basket, Wastepaper, Step-On | 1 | VV | "Step-on" wastepaper basket with inner liner and foot petal activated flip top.
P3200 | Lavatory, Vitreous China, Slab Type w/Sens Op Fauc | 1 | CC | Wall mounted, slab type, vitreous china, lavatory (approximately 7 x 15 x 10 inches) with faucet holes on 4 inch centers; electronic sensor operated, goose neck spout and grid strainer. It shall be suitable for use in clinics, offices and patient care areas.
P9050 | Toilet, Wall Hung, Siphon Jet | 1 | CC | Siphon jet water closet/ toilet. This unit is wall hung with an elongated bowl, top spud flushometer, seat with open front and check hinge, and carrier. Used in restrooms throughout the health care facility.
15 - PHARMACY SERVICE | 15 - PHARMACY SERVICE | 15 - PHARMACY SERVICE | 15 - PHARMACY SERVICE | 15 - PHARMACY SERVICE
1 - PHOD4 - Automated Drug Dispensing System | 1 - PHOD4 - Automated Drug Dispensing System | 1 - PHOD4 - Automated Drug Dispensing System | 1 - PHOD4 - Automated Drug Dispensing System | 1 - PHOD4 - Automated Drug Dispensing System
JSN | NAME | QTY | ACQ | DESCRIPTION
A1010 | Telecommunication Outlet | 1 | CC | Telecommunication outlet location.
M3150 | Distribution System, Medication, Automatic | 1 | VV | An automated dispensing system that provides controlled dispensing, inventory and security. Size and cost will vary dependent on number of modules selected.
2 - PHOW1 - Dispensing, Window | 2 - PHOW1 - Dispensing, Window | 2 - PHOW1 - Dispensing, Window | 2 - PHOW1 - Dispensing, Window | 2 - PHOW1 - Dispensing, Window
JSN | NAME | QTY | ACQ | DESCRIPTION
A1010 | Telecommunication Outlet | 1 | CC | Telecommunication outlet location.
A1015 | Telephone, Desk, Multiple Line | 1 | VV | Telephone, desk, multiple line.
A6105 | Counter, Reception Control, Built-In | 1 | CC | Counter, control, inpatient, built-in. Consists of two 18â€ wide base cabinets with two drawers and file drawer, two 30â€ wide pencil drawers and two 18â€ wide base cabinet with four drawers. The countertop shall be a composition of wood particle core with plastic laminate surface having a hard smooth surface finish, standard thickness of 1â€ and a 4â€ butt backsplash/curb. Pricing based on a 30" depth.
F0280 | Chair, Swivel, Low Back | 1 | VV | Low back contemporary swivel chair, 37" high X 25" wide X 31" deep with a five (5) caster swivel base, arms and foam padded seat and back upholstered with either woven textile fabric or vinyl.
F2000 | Basket, Wastepaper, Fire Resistant | 1 | VV | Wastepaper basket, fire resistant, approximately 40 quart capacity. This unit is used to collect and temporarily store small quantities of paper refuse in patient rooms, administrative areas and nursing stations. Size and shape varies depending on the application and manufacturer selected.
M1801 | Computer, Microprocessing, w/Flat Panel Monitor | 1 | VV | Desk top microprocessing computer. The unit shall consist of a central processing mini tower, flat panel monitor, keyboard, mouse and speakers. The system shall have the following minimum characteristics: a 2.8 GHz Pentium processor; 512 MB memory; 80GB hard drive; 32/48x CD-ROMDVD combo; 1.44MB network interface card; video 32 MB NVIDIA; a 18 inch flat panel monitor. The computer is used throughout the facility to input, manipulate and retrieve information.
3 - PHOW1 - Prescription Receiving, Window | 3 - PHOW1 - Prescription Receiving, Window | 3 - PHOW1 - Prescription Receiving, Window | 3 - PHOW1 - Prescription Receiving, Window | 3 - PHOW1 - Prescription Receiving, Window
JSN | NAME | QTY | ACQ | DESCRIPTION
A1010 | Telecommunication Outlet | 1 | CC | Telecommunication outlet location.
A1015 | Telephone, Desk, Multiple Line | 1 | VV | Telephone, desk, multiple line.
A6105 | Counter, Reception Control, Built-In | 1 | CC | Counter, control, inpatient, built-in. Consists of two 18â€ wide base cabinets with two drawers and file drawer, two 30â€ wide pencil drawers and two 18â€ wide base cabinet with four drawers. The countertop shall be a composition of wood particle core with plastic laminate surface having a hard smooth surface finish, standard thickness of 1â€ and a 4â€ butt backsplash/curb. Pricing based on a 30" depth.
F0280 | Chair, Swivel, Low Back | 1 | VV | Low back contemporary swivel chair, 37" high X 25" wide X 31" deep with a five (5) caster swivel base, arms and foam padded seat and back upholstered with either woven textile fabric or vinyl.
F2000 | Basket, Wastepaper, Fire Resistant | 1 | VV | Wastepaper basket, fire resistant, approximately 40 quart capacity. This unit is used to collect and temporarily store small quantities of paper refuse in patient rooms, administrative areas and nursing stations. Size and shape varies depending on the application and manufacturer selected.
M1801 | Computer, Microprocessing, w/Flat Panel Monitor | 1 | VV | Desk top microprocessing computer. The unit shall consist of a central processing mini tower, flat panel monitor, keyboard, mouse and speakers. The system shall have the following minimum characteristics: a 2.8 GHz Pentium processor; 512 MB memory; 80GB hard drive; 32/48x CD-ROMDVD combo; 1.44MB network interface card; video 32 MB NVIDIA; a 18 inch flat panel monitor. The computer is used throughout the facility to input, manipulate and retrieve information.
4 - OFDC2 - Consult Room, Pharmacy | 4 - OFDC2 - Consult Room, Pharmacy | 4 - OFDC2 - Consult Room, Pharmacy | 4 - OFDC2 - Consult Room, Pharmacy | 4 - OFDC2 - Consult Room, Pharmacy
JSN | NAME | QTY | ACQ | DESCRIPTION
A1010 | Telecommunication Outlet | 2 | CC | Telecommunication outlet location.
A1015 | Telephone, Desk, Multiple Line | 1 | VV | Telephone, desk, multiple line.
A5075 | Dispenser, Soap, Disposable | 1 | VV | Disposable soap dispenser. One-handed dispensing operation. Designed to accommodate disposable soap cartridge and valve.
A5080 | Dispenser, Paper Towel, SS, Surface Mounted | 1 | CC | A surface mounted, satin finish stainless steel, single-fold, paper towel dispenser. Dispenser features: tumbler lock; front hinged at bottom; and refill indicator slot. Minimum capacity 400 single-fold paper towels. For general purpose use throughout the facility.
A5145 | Hook, Garment, Double, SS, Surface Mounted | 1 | CC | A surface mounted, satin finish stainless steel, double garment hook. Equipped with a concealed mounting bracket that is secured to a concealed wall plate. For general purpose use throughout the facility to hang various items of apparel.
CD040 | Cabinet, W/H, 2 Shelf, 2 DO, Sloping Top, 38x36x13 | 1 | CC | Wall hung cabinet with two adjustable shelves, solid hinged doors, and sloping top. Also referred to as a solid hinged double door wall case. For general purpose use throughout the facility.
CS010 | Sink, SS, Single Compartment, 7.5x12x12 ID | 1 | CC | Single compartment stainless steel sink, drop-in, self-rimming, ledge-type, connected with a drain and provided with a mixing faucet. It shall also be provided with pre-punched fixture holes on 4" center, integral back ledge to accommodate deck-mounted fixtures, brushed/polished interior and top surfaces, and sound deadened. Recommended for use in suspended or U/C/B sink cabinets having a high plastic laminate or Chemsurf laminate countertop/work surface. For general purpose use throughout the facility.
CT020 | Countertop, Solid Surface | 1 | CC | A solid, nonporous countertop with a smooth seamless appearance. Easy to clean and maintain and with proper cleaning does not support the growth of mold. An acrylic-based solid surface product. Standard thickness of 1", and a 4" butt backsplash/curb. Also referred to as a work surface or work top. Available in a choice of colors and depths. Used in lab and other hospital areas requiring optimum physical and chemical resisting properties.
F0205 | Chair, Side With Arms | 3 | VV | Upholstered side chair, 32" high X 21" wide X 23" deep with arms, padded seats and padded backs. Seat height is a minimum of 17". Available with or without sled base.
F0340 | Stool, Self Adjusting | 1 | VV | Self adjusting stool. Consists of a foam padded upholstered seat with attached foot rest for added comfort. Mounted on swivel casters. Designed for doctor's use during examinations.
F0740 | Table, Occasional, Lamp | 1 | VV | Occasional lamp table (end table) approximately 20" high X 27" wide X 27" deep with choice of finishes (wood, oak veneer, or high pressure laminate).
F2000 | Basket, Wastepaper, Fire Resistant | 1 | VV | Wastepaper basket, fire resistant, approximately 40 quart capacity. This unit is used to collect and temporarily store small quantities of paper refuse in patient rooms, administrative areas and nursing stations. Size and shape varies depending on the application and manufacturer selected.
F3200 | Clock, Battery, 12" Diameter | 1 | VV | Clock, 12" diameter. Round surface, easy to read numbers with sweep second hand. Wall mounted unit for use when impractical to install a fully synchronized clock system. Battery operated, (batteries not included).
M1801 | Computer, Microprocessing, w/Flat Panel Monitor | 1 | VV | Desk top microprocessing computer. The unit shall consist of a central processing mini tower, flat panel monitor, keyboard, mouse and speakers. The system shall have the following minimum characteristics: a 2.8 GHz Pentium processor; 512 MB memory; 80GB hard drive; 32/48x CD-ROMDVD combo; 1.44MB network interface card; video 32 MB NVIDIA; a 18 inch flat panel monitor. The computer is used throughout the facility to input, manipulate and retrieve information.
M1802 | Work Station, Computer, Retractable, Wall Mounted | 1 | VV | A wall mounted retractable work station. Work station is used as a computer station in treatment rooms, exam rooms and areas where physical space in limited.
5 - OFA07 - Workstation, Pharmacist | 5 - OFA07 - Workstation, Pharmacist | 5 - OFA07 - Workstation, Pharmacist | 5 - OFA07 - Workstation, Pharmacist | 5 - OFA07 - Workstation, Pharmacist
JSN | NAME | QTY | ACQ | DESCRIPTION
A1010 | Telecommunication Outlet | 2 | CC | Telecommunication outlet location.
A1015 | Telephone, Desk, Multiple Line | 1 | VV | Telephone, desk, multiple line.
E0123 | Workstation, Straight, Free Standing, 72" W | 1 | VV | This JSN will provide a whole work station typical to quickly plan work in areas in clinical or administrative spaces. There will be a price decrease if typical work stations are used with vertical hanging strips instead of panels. THIS TYPICAL INCLUDES: 4 Standard Solid Panels 2 Panel Connectors, 2-Way Corner 1 Panel-to-Panel Connector 2 Finished End Hardware 1 Cantilevered, Work Surface 2 Lockable Flipper Units 2 Shelf, Storage/Displays 2 Lights 1 Tack board 1 Tool Rail 1 Paper Tray 1 Diagonal Tray 1 Adjustable Keyboard Tray 1 Mobile Pedestal, Box/File
F0275 | Chair, Swivel, High Back | 1 | VV | Highback contemporary swivel chair, 41" high X 23" wide X 23" deep with five (5) caster swivel base and arms. Chair may be used at desks or in conference rooms. Back and seat are foam padded and upholstered with either woven textile fabric or vinyl.
F0420 | Cabinet, Filing, Lateral, Half Height | 1 | VV | Half height two (2) or three (3) drawer lateral filing cabinet, 28" high X 42" wide X 18" deep with recessed handles, locking device and drawer label holders. Drawers are adaptable to either letter or legal size materials.
F2000 | Basket, Wastepaper, Fire Resistant | 1 | VV | Wastepaper basket, fire resistant, approximately 40 quart capacity. This unit is used to collect and temporarily store small quantities of paper refuse in patient rooms, administrative areas and nursing stations. Size and shape varies depending on the application and manufacturer selected.
M1801 | Computer, Microprocessing, w/Flat Panel Monitor | 1 | VV | Desk top microprocessing computer. The unit shall consist of a central processing mini tower, flat panel monitor, keyboard, mouse and speakers. The system shall have the following minimum characteristics: a 2.8 GHz Pentium processor; 512 MB memory; 80GB hard drive; 32/48x CD-ROMDVD combo; 1.44MB network interface card; video 32 MB NVIDIA; a 18 inch flat panel monitor. The computer is used throughout the facility to input, manipulate and retrieve information.
6 - TNPG1 - Toilet, Staff | 6 - TNPG1 - Toilet, Staff | 6 - TNPG1 - Toilet, Staff | 6 - TNPG1 - Toilet, Staff | 6 - TNPG1 - Toilet, Staff
JSN | NAME | QTY | ACQ | DESCRIPTION
A1067 | Mirror, Float Glass, ADA Accessible | 1 | CC | A high quality 1/4" polished float glass mirror with a stainless steel frame. Frame holds mirror in a tilted position for accessibility and compliance with ADA requirements. Mirror has a galvanized steel back secured to frame with concealed screws with integral horizontal hanging brackets. Mirror shall be approximately 18" wide and 36" high. Other sizes are available.
A5075 | Dispenser, Soap, Disposable | 1 | VV | Disposable soap dispenser. One-handed dispensing operation. Designed to accommodate disposable soap cartridge and valve.
A5082 | Dispenser, Paper Towel, Sensor, Hands Free | 1 | CC | A surface mounted, sensor activated, automatic, roll paper towel dispenser. The unit dispenses a paper towel automatically only when hands are place in position below the dispenser for maximum sanitation and hygiene. May include adjustable settings for sheet length, time delay, and sensor range. Unit is battery operated or with optional AC power adapter.
A5090 | Disposal, Sanitary Napkin, SS, Surface Mounted | 1 | CC | A surface mounted, satin finish stainless steel, sanitary napkin disposal. Disposal features a flip-up cover, secured to the container by a heavy duty stainless steel piano-hinge. Disposal may be secured to wall or toilet partition. For general purpose use in female toilet stalls or rooms and uni-sex toilet rooms.
A5109 | Grab Bar, ABA Compliant, SS, 2-Wall, W/C Accessible | 1 | CC | 2-wall toilet stall/room grab bar with concealed mounting flanges and a satin finish stainless steel peened gripping surface.. Snap over flanges are provided to conceal mounting screws. A selection of mounting kits and concealed anchor devices are available from the manufacturers for different types of installations. Grab bar shall comply with all barrier-free accessibility guidelines for design, sizing, positioning, installation, and structural strength. For typical water closet applications in toilet stalls and rooms where Architectural Barriers Act grab bar requirements must be met.
A5145 | Hook, Garment, Double, SS, Surface Mounted | 1 | CC | A surface mounted, satin finish stainless steel, double garment hook. Equipped with a concealed mounting bracket that is secured to a concealed wall plate. For general purpose use throughout the facility to hang various items of apparel.
A5200 | Dispenser, Toilet Tissue, SS, 2-Roll, Surface Mntd | 1 | CC | A concealed surface mounted, double roll, satin finish stainless steel, toilet tissue dispenser. Unit accommodates two standard-core toilet tissue rolls through 5" in diameter. Spindles are chrome plated plastic with a heavy-duty internal spring and turn freely for non-controlled delivery. For general purpose use in restrooms.
F2010 | Basket, Wastepaper, Step-On | 1 | VV | "Step-on" wastepaper basket with inner liner and foot petal activated flip top.
P3200 | Lavatory, Vitreous China, Slab Type w/Sens Op Fauc | 1 | CC | Wall mounted, slab type, vitreous china, lavatory (approximately 7 x 15 x 10 inches) with faucet holes on 4 inch centers; electronic sensor operated, goose neck spout and grid strainer. It shall be suitable for use in clinics, offices and patient care areas.
P9050 | Toilet, Wall Hung, Siphon Jet | 1 | CC | Siphon jet water closet/ toilet. This unit is wall hung with an elongated bowl, top spud flushometer, seat with open front and check hinge, and carrier. Used in restrooms throughout the health care facility.
7 - PHOD5 - Pharmacy, PACT 2 | 7 - PHOD5 - Pharmacy, PACT 2 | 7 - PHOD5 - Pharmacy, PACT 2 | 7 - PHOD5 - Pharmacy, PACT 2 | 7 - PHOD5 - Pharmacy, PACT 2
JSN | NAME | QTY | ACQ | DESCRIPTION
A1010 | Telecommunication Outlet | 1 | CC | Telecommunication outlet location.
A1015 | Telephone, Desk, Multiple Line | 1 | VV | Telephone, desk, multiple line.
A5075 | Dispenser, Soap, Disposable | 1 | VV | Disposable soap dispenser. One-handed dispensing operation. Designed to accommodate disposable soap cartridge and valve.
A5080 | Dispenser, Paper Towel, SS, Surface Mounted | 1 | CC | A surface mounted, satin finish stainless steel, single-fold, paper towel dispenser. Dispenser features: tumbler lock; front hinged at bottom; and refill indicator slot. Minimum capacity 400 single-fold paper towels. For general purpose use throughout the facility.
A5106 | Waste Disposal Unit, Sharps w/Glove Dispenser | 1 | VV | The unit is designed for the disposal of sharps and complies with OSHA guidelines for the handling of sharps. It shall house a 5 quart container and be capable of being mounted on a wall. It shall have a glove dispenser attached. The unit shall be secured by a locked enclosure.
A6105 | Counter, Reception Control, Built-In | 1 | CC | Counter, control, inpatient, built-in. Consists of two 18â€ wide base cabinets with two drawers and file drawer, two 30â€ wide pencil drawers and two 18â€ wide base cabinet with four drawers. The countertop shall be a composition of wood particle core with plastic laminate surface having a hard smooth surface finish, standard thickness of 1â€ and a 4â€ butt backsplash/curb. Pricing based on a 30" depth.
E0612 | Shelf Unit, Pharmacy, Wall Mtd, 88"Hx48"Wx16"D | 6 | VV | THIS TYPICAL INCLUDES: 2 Vertical Hanging Strips 1 9 Shelf, Unit
E0648 | Station, Picking, Pharm, U-Shape, Free Std, 144x72 | 1 | VV | THIS TYPICAL INCLUDES: 12 solid panels, 85"H x 24"W; 1 solid panel, 85"H x 48"W; 4 panel connectors, 2-way corner, 85"H; 8 panel-to-panel connectors; 2 finished end hardware kits; 6 3-shelf units, 24"W; 1 5-shelf unit, 48"W; 2 corner, 5-shelf units, 48"W; 380 bins, 2-1/4"W x 2-3/l6"H; 50 bins, 4-9/16"W x 2-3/16"W; 2 cantilevered, corner work surfaces, 48"W; 1 cantilevered work surface, 48"W; 1 drawer, 3"H and 1 drawer, 6"H .
E0978 | Cart, Wire, Mobile, 72"H x 48"W x 24"D | 1 | VV | THIS TYPICAL INCLUDES: 1 Wire Cart, w/Casters 5 Wire Shelves w/Fences and Dividers 4 Vertical Back/Side Panels 1 Cart Cover Label Clips
F0280 | Chair, Swivel, Low Back | 1 | VV | Low back contemporary swivel chair, 37" high X 25" wide X 31" deep with a five (5) caster swivel base, arms and foam padded seat and back upholstered with either woven textile fabric or vinyl.
F0530 | Cart, Trash | 1 | VV | Heavy duty trash cart, approximately 42" high X 74" wide X 34" deep with two (2) solid non-marking rubber roller bearing wheels, one (1) or two (2) swivel casters, 2000 pound capacity and tilt mechanism.
F2000 | Basket, Wastepaper, Fire Resistant | 3 | VV | Wastepaper basket, fire resistant, approximately 40 quart capacity. This unit is used to collect and temporarily store small quantities of paper refuse in patient rooms, administrative areas and nursing stations. Size and shape varies depending on the application and manufacturer selected.
F2026 | Container, Recycling, Large | 1 | VV | Recycling container shall be approximately 30-gallons in capacity. The container may include a lid and be Recycle Blue in color with the recycle symbol identified on the container.
F3200 | Clock, Battery, 12" Diameter | 2 | VV | Clock, 12" diameter. Round surface, easy to read numbers with sweep second hand. Wall mounted unit for use when impractical to install a fully synchronized clock system. Battery operated, (batteries not included).
L1200 | Cabinet, Specimen, Pass Thru, CRS | 1 | CC | Pass-through specimen cabinet. The unit has a sight-proof interlocking door that permits only one door to open at a time. It also includes a removable spill tray, corrosion resistant stainless steel welded construction with seamless corners and burr-free edges and is able to adjust to wall thickness between 3-6 inches. Used for passage of specimens from patient area to laboratory.
M1801 | Computer, Microprocessing, w/Flat Panel Monitor | 1 | VV | Desk top microprocessing computer. The unit shall consist of a central processing mini tower, flat panel monitor, keyboard, mouse and speakers. The system shall have the following minimum characteristics: a 2.8 GHz Pentium processor; 512 MB memory; 80GB hard drive; 32/48x CD-ROMDVD combo; 1.44MB network interface card; video 32 MB NVIDIA; a 18 inch flat panel monitor. The computer is used throughout the facility to input, manipulate and retrieve information.
M1830 | Printer, Label, Pharmacy | 2 | VV | Label printer for use in pharmacy applications. The printer shall be bench top standing. It shall be flexible enough to accommodate label sizes up to 4 inches, with a minimum print speed of 6 inches per second and a minimum resolution of 203 dpi.
M1840 | Printer/Copier/Fax Combination | 1 | VV | Multifunctional printer, fax, scanner and copier (PFC) all-in-one machine.
M2055 | Shelving, Storage, Wire, CRS, w/Adjustable Shelves | 34 | VV | Stationary, wire, shelving unit. Unit has fully adjustable shelves constructed of stainless steel. For use in general purpose storage areas. Shelving is provided in various sizes and configurations. Price provided is for a unit approximately 74"H x 18"D x 48"W with four shelves.
M7280 | Dispensing System, Prescription, Robotic | 2 | VV | Robotic prescription dispensing system. System handles 200 tablets and capsules and delivers filled and labeled vials at a rate of up to 100 prescriptions per hour. System uses a computer controlled robotic arm to fill vials directly from medication dispensing cells.
P1960 | Eyewash, Counter Top | 1 | CC | Counter top mounted emergency eye wash station. Unit is hand operated to provide streams of water to clear or dilute foreign particles or liquids from the eyes in emergency situations. It is equipped with a stainless steel bowl, face spray ring and dual automatic pressure compensation devices. The valve remains open until manually closed. Used in laboratories and areas of the hospital where employees are subject to exposure to foreign bodies or caustic liquid matter to the eyes.
P3100 | Lavatory, Vitreous China, Slab Type | 2 | CC | Wall mounted, slab type, vitreous china, lavatory (approximate bowl size 7"x15"x10") with: faucet holes on 4" centers; gooseneck spout; wrist blade handles; and grid strainer. It shall be suitable for use in clinics, offices, washrooms or patient care area.
R6060 | Refrigerator, Biological, SS, 2 Door, 40 Cu Ft | 1 | VV | Biological refrigerator. This unit shall have a minimum volume of 40 cubic feet, double doors, stainless steel cooler storage with stainless steel drawers, three adjustable shelves and one stationary stainless steel shelf. This refrigerator is used in research laboratories and hospital pharmacies for storage and dispensing of drugs.
R6100 | Freezer, Food, Upright, CRS, 23 CUFT | 1 | VV | Food freezer approximately 23 CUFT and 84" H x 27" W x 37" D. This unit has a stainless steel case front and doors. The cabinet front and doors are constructed of heavy gauge polished stainless steel to maintain an attractive appearance. The heavy-duty wire shelves are adjustable in one inch increments, used for frozen food storage in food service departments.
R6200 | Refrigerator, U/C or F/S, 5 Cu Ft | 1 | VV | Utility refrigerator approximately 35" H x 24" W x 26" D. The unit has a two tray ice cube cooling system. The refrigerator fits standard architectural dimensions for undercounter installation. The unit is perfect for use in nurses' station, wards, and laboratories, pharmacies or wherever space is limited.
R7050 | Refrigerator, 25 Cubic Feet | 1 | VV | General purpose refrigerator approximately 84x27x37. This unit is corrosion resistant stainless steel. It has a single self closing door with safety stops. This refrigerator is generally used in commercial kitchens, hospitals and schools.
8 - PHOD6 - Pharmacy, PACT 3 | 8 - PHOD6 - Pharmacy, PACT 3 | 8 - PHOD6 - Pharmacy, PACT 3 | 8 - PHOD6 - Pharmacy, PACT 3 | 8 - PHOD6 - Pharmacy, PACT 3
JSN | NAME | QTY | ACQ | DESCRIPTION
A1010 | Telecommunication Outlet | 3 | CC | Telecommunication outlet location.
A1015 | Telephone, Desk, Multiple Line | 2 | VV | Telephone, desk, multiple line.
A5075 | Dispenser, Soap, Disposable | 3 | VV | Disposable soap dispenser. One-handed dispensing operation. Designed to accommodate disposable soap cartridge and valve.
A5080 | Dispenser, Paper Towel, SS, Surface Mounted | 3 | CC | A surface mounted, satin finish stainless steel, single-fold, paper towel dispenser. Dispenser features: tumbler lock; front hinged at bottom; and refill indicator slot. Minimum capacity 400 single-fold paper towels. For general purpose use throughout the facility.
A5106 | Waste Disposal Unit, Sharps w/Glove Dispenser | 3 | VV | The unit is designed for the disposal of sharps and complies with OSHA guidelines for the handling of sharps. It shall house a 5 quart container and be capable of being mounted on a wall. It shall have a glove dispenser attached. The unit shall be secured by a locked enclosure.
A6105 | Counter, Reception Control, Built-In | 1 | CC | Counter, control, inpatient, built-in. Consists of two 18â€ wide base cabinets with two drawers and file drawer, two 30â€ wide pencil drawers and two 18â€ wide base cabinet with four drawers. The countertop shall be a composition of wood particle core with plastic laminate surface having a hard smooth surface finish, standard thickness of 1â€ and a 4â€ butt backsplash/curb. Pricing based on a 30" depth.
E0612 | Shelf Unit, Pharmacy, Wall Mtd, 88"Hx48"Wx16"D | 6 | VV | THIS TYPICAL INCLUDES: 2 Vertical Hanging Strips 1 9 Shelf, Unit
E0648 | Station, Picking, Pharm, U-Shape, Free Std, 144x72 | 1 | VV | THIS TYPICAL INCLUDES: 12 solid panels, 85"H x 24"W; 1 solid panel, 85"H x 48"W; 4 panel connectors, 2-way corner, 85"H; 8 panel-to-panel connectors; 2 finished end hardware kits; 6 3-shelf units, 24"W; 1 5-shelf unit, 48"W; 2 corner, 5-shelf units, 48"W; 380 bins, 2-1/4"W x 2-3/l6"H; 50 bins, 4-9/16"W x 2-3/16"W; 2 cantilevered, corner work surfaces, 48"W; 1 cantilevered work surface, 48"W; 1 drawer, 3"H and 1 drawer, 6"H .
E0674 | Pharmacy Manuf & Prepack Medium Volume | 1 | VV | E0674 MFG PRPK, THIS TYPICAL INCLUDES: 4 Shelf Storage Display 24"W; 6 Shelf Storage Display 48"W; 8 Wall Strip, 84"H; 1 Adapter Rail, 48"W; 1 Work Surf, Hvy-Duty 24"D x 48"W; 1 Work Surf, Hvy-Duty 24"D x 72"W; 1 Module, Cant Sink-Adaptable w/Corian Top, 24"D x 48"W; 1 Table, Process w/Casters, Adj Ht 30"D x 48"W; 1 Storage Case, 3 Bottle Dwrs, Legs 1 Storage Frame 2 Drawer, 3{"H; 2 Drawer, 9"H; 2 Task Light, 42"W; 1 Eyewash 1 Adjustable Keyboard Tray 1 Sink and Faucet Assembly Drawer Organizer Bins *Connecting hardware required to complete the installation.
E0978 | Cart, Wire, Mobile, 72"H x 48"W x 24"D | 4 | VV | THIS TYPICAL INCLUDES: 1 Wire Cart, w/Casters 5 Wire Shelves w/Fences and Dividers 4 Vertical Back/Side Panels 1 Cart Cover Label Clips
F0230 | Chair, Drafting, Rotary | 1 | VV | Drafting chair approximately 47" high X 20" wide X 20" deep with rotary stool and a 5 (five) star base with casters. Padded seat and back. Foot ring adjusts with chair.
F0280 | Chair, Swivel, Low Back | 2 | VV | Low back contemporary swivel chair, 37" high X 25" wide X 31" deep with a five (5) caster swivel base, arms and foam padded seat and back upholstered with either woven textile fabric or vinyl.
F0530 | Cart, Trash | 2 | VV | Heavy duty trash cart, approximately 42" high X 74" wide X 34" deep with two (2) solid non-marking rubber roller bearing wheels, one (1) or two (2) swivel casters, 2000 pound capacity and tilt mechanism.
F2000 | Basket, Wastepaper, Fire Resistant | 5 | VV | Wastepaper basket, fire resistant, approximately 40 quart capacity. This unit is used to collect and temporarily store small quantities of paper refuse in patient rooms, administrative areas and nursing stations. Size and shape varies depending on the application and manufacturer selected.
F2026 | Container, Recycling, Large | 2 | VV | Recycling container shall be approximately 30-gallons in capacity. The container may include a lid and be Recycle Blue in color with the recycle symbol identified on the container.
F3200 | Clock, Battery, 12" Diameter | 4 | VV | Clock, 12" diameter. Round surface, easy to read numbers with sweep second hand. Wall mounted unit for use when impractical to install a fully synchronized clock system. Battery operated, (batteries not included).
L1200 | Cabinet, Specimen, Pass Thru, CRS | 1 | CC | Pass-through specimen cabinet. The unit has a sight-proof interlocking door that permits only one door to open at a time. It also includes a removable spill tray, corrosion resistant stainless steel welded construction with seamless corners and burr-free edges and is able to adjust to wall thickness between 3-6 inches. Used for passage of specimens from patient area to laboratory.
M1801 | Computer, Microprocessing, w/Flat Panel Monitor | 3 | VV | Desk top microprocessing computer. The unit shall consist of a central processing mini tower, flat panel monitor, keyboard, mouse and speakers. The system shall have the following minimum characteristics: a 2.8 GHz Pentium processor; 512 MB memory; 80GB hard drive; 32/48x CD-ROMDVD combo; 1.44MB network interface card; video 32 MB NVIDIA; a 18 inch flat panel monitor. The computer is used throughout the facility to input, manipulate and retrieve information.
M1830 | Printer, Label, Pharmacy | 3 | VV | Label printer for use in pharmacy applications. The printer shall be bench top standing. It shall be flexible enough to accommodate label sizes up to 4 inches, with a minimum print speed of 6 inches per second and a minimum resolution of 203 dpi.
M1840 | Printer/Copier/Fax Combination | 2 | VV | Multifunctional printer, fax, scanner and copier (PFC) all-in-one machine.
M2005 | Cabinet, Storage, Acid, Floor Standing, Shelves | 1 | VV | Floor standing acid storage cabinet. A 30 gallon capacity standard two door cabinet with adjustable shelves, three-point latch with key-lock and 2" raised leak proof sill. An 18-gauge steel frame with vents, 1 1/2" airspace between walls and epoxy finish resistant to chemical attack. Note: Not for use with nitric and sulfuric acids.
M2020 | Cabinet, Storage, Safety, Built-In, Vented | 1 | CC | Safety storage cabinet. This unit is of double steel wall construction, with vented grounding attachment, raised leak proof door sill, and adjustable shelving. Equipped with two doors and three-point key lock. The construction meets standards set by OSHA and NFPA Code 30 requirements. Designed for storage of flammable type liquids. The cabinet fits into a laboratory casework configuration and its ventilation ports are in the back to leave the counterspace free. The cabinet requires ventilation ducting and an exhaust fan as part of the HVAC (heating, ventilation and air conditioning) system.
M2055 | Shelving, Storage, Wire, CRS, w/Adjustable Shelves | 4 | VV | Stationary, wire, shelving unit. Unit has fully adjustable shelves constructed of stainless steel. For use in general purpose storage areas. Shelving is provided in various sizes and configurations. Price provided is for a unit approximately 74"H x 18"D x 48"W with four shelves.
M7265 | Counter, Pill/Tablet, Automated, Counter Mounted | 1 | VV | Table mounted prescription counter device that counts tablets and capsules directly into the final container. The unit shall automatically count and dispense tablets and capsules into a container with speed and accuracy.
M7280 | Dispensing System, Prescription, Robotic | 3 | VV | Robotic prescription dispensing system. System handles 200 tablets and capsules and delivers filled and labeled vials at a rate of up to 100 prescriptions per hour. System uses a computer controlled robotic arm to fill vials directly from medication dispensing cells.
P1960 | Eyewash, Counter Top | 1 | CC | Counter top mounted emergency eye wash station. Unit is hand operated to provide streams of water to clear or dilute foreign particles or liquids from the eyes in emergency situations. It is equipped with a stainless steel bowl, face spray ring and dual automatic pressure compensation devices. The valve remains open until manually closed. Used in laboratories and areas of the hospital where employees are subject to exposure to foreign bodies or caustic liquid matter to the eyes.
P3100 | Lavatory, Vitreous China, Slab Type | 3 | CC | Wall mounted, slab type, vitreous china, lavatory (approximate bowl size 7"x15"x10") with: faucet holes on 4" centers; gooseneck spout; wrist blade handles; and grid strainer. It shall be suitable for use in clinics, offices, washrooms or patient care area.
R6060 | Refrigerator, Biological, SS, 2 Door, 40 Cu Ft | 2 | VV | Biological refrigerator. This unit shall have a minimum volume of 40 cubic feet, double doors, stainless steel cooler storage with stainless steel drawers, three adjustable shelves and one stationary stainless steel shelf. This refrigerator is used in research laboratories and hospital pharmacies for storage and dispensing of drugs.
R6100 | Freezer, Food, Upright, CRS, 23 CUFT | 1 | VV | Food freezer approximately 23 CUFT and 84" H x 27" W x 37" D. This unit has a stainless steel case front and doors. The cabinet front and doors are constructed of heavy gauge polished stainless steel to maintain an attractive appearance. The heavy-duty wire shelves are adjustable in one inch increments, used for frozen food storage in food service departments.
R6200 | Refrigerator, U/C or F/S, 5 Cu Ft | 1 | VV | Utility refrigerator approximately 35" H x 24" W x 26" D. The unit has a two tray ice cube cooling system. The refrigerator fits standard architectural dimensions for undercounter installation. The unit is perfect for use in nurses' station, wards, and laboratories, pharmacies or wherever space is limited.
R7050 | Refrigerator, 25 Cubic Feet | 2 | VV | General purpose refrigerator approximately 84x27x37. This unit is corrosion resistant stainless steel. It has a single self closing door with safety stops. This refrigerator is generally used in commercial kitchens, hospitals and schools.
9 - WKTM4 - Data Processing | 9 - WKTM4 - Data Processing | 9 - WKTM4 - Data Processing | 9 - WKTM4 - Data Processing | 9 - WKTM4 - Data Processing
JSN | NAME | QTY | ACQ | DESCRIPTION
A1010 | Telecommunication Outlet | 4 | CC | Telecommunication outlet location.
A1011 | Telephone, Desk, 1 Line | 1 | VV | Telephone, desk, 1 line.
A6046 | Artwork, Decorative, With Frame | 1 | VV | This JSN is to be used for determining and defining location of decorative artwork.
F0220 | Chair, Conference | 4 | VV | Conference chair designed to complement the executive furniture package selected. Foam rubber cushioned seats and backs covered with either woven fabric or vinyl. Base with 5 (five) swivel casters.
F0420 | Cabinet, Filing, Lateral, Half Height | 1 | VV | Half height two (2) or three (3) drawer lateral filing cabinet, 28" high X 42" wide X 18" deep with recessed handles, locking device and drawer label holders. Drawers are adaptable to either letter or legal size materials.
F0750 | Table, Office, (size as required) | 1 | VV | Office table, sized as required. May be used as either a four (4) to six (6) person conference table or as an extra work surface area.
F2000 | Basket, Wastepaper, Fire Resistant | 1 | VV | Wastepaper basket, fire resistant, approximately 40 quart capacity. This unit is used to collect and temporarily store small quantities of paper refuse in patient rooms, administrative areas and nursing stations. Size and shape varies depending on the application and manufacturer selected.
F3050 | Whiteboard, Dry Erase | 1 | VV | Whiteboard unit, approximately 36" H x 48" W consisting of a white porcelain enamel writing surface with an attached chalk tray. Magnetic surface available. Image can be easily removed with a standard chalkboard eraser. For use with water color pens. Unit is ready to hang.
F3200 | Clock, Battery, 12" Diameter | 1 | VV | Clock, 12" diameter. Round surface, easy to read numbers with sweep second hand. Wall mounted unit for use when impractical to install a fully synchronized clock system. Battery operated, (batteries not included).
M1801 | Computer, Microprocessing, w/Flat Panel Monitor | 4 | VV | Desk top microprocessing computer. The unit shall consist of a central processing mini tower, flat panel monitor, keyboard, mouse and speakers. The system shall have the following minimum characteristics: a 2.8 GHz Pentium processor; 512 MB memory; 80GB hard drive; 32/48x CD-ROMDVD combo; 1.44MB network interface card; video 32 MB NVIDIA; a 18 inch flat panel monitor. The computer is used throughout the facility to input, manipulate and retrieve information.
16 - CLINIC MANAGEMENT | 16 - CLINIC MANAGEMENT | 16 - CLINIC MANAGEMENT | 16 - CLINIC MANAGEMENT | 16 - CLINIC MANAGEMENT
1 - OFA09 - Office, CMO | 1 - OFA09 - Office, CMO | 1 - OFA09 - Office, CMO | 1 - OFA09 - Office, CMO | 1 - OFA09 - Office, CMO
JSN | NAME | QTY | ACQ | DESCRIPTION
A1010 | Telecommunication Outlet | 2 | CC | Telecommunication outlet location.
A1015 | Telephone, Desk, Multiple Line | 1 | VV | Telephone, desk, multiple line.
A5145 | Hook, Garment, Double, SS, Surface Mounted | 1 | CC | A surface mounted, satin finish stainless steel, double garment hook. Equipped with a concealed mounting bracket that is secured to a concealed wall plate. For general purpose use throughout the facility to hang various items of apparel.
E0090 | Workstation, L-Shaped, Free Standing, 72x72 | 1 | VV | THIS TYPICAL INCLUDES: 4 Standard Solid Panels 2 Panel-to-Panel Connectors 1 Panel Connector, 2-Way Corner 2 Finished End Hardware 2 Lockable Flipper Units 2 Shelves, Storage/Display 3 Lights 3 Tackboards 2 Cantilevered Work Surfaces 1 Adjustable Keyboard Tray 1 Mobile Pedestal, Box/File 1 Pencil Drawer 2 Support Panels
F0205 | Chair, Side With Arms | 1 | VV | Upholstered side chair, 32" high X 21" wide X 23" deep with arms, padded seats and padded backs. Seat height is a minimum of 17". Available with or without sled base.
F0275 | Chair, Swivel, High Back | 1 | VV | Highback contemporary swivel chair, 41" high X 23" wide X 23" deep with five (5) caster swivel base and arms. Chair may be used at desks or in conference rooms. Back and seat are foam padded and upholstered with either woven textile fabric or vinyl.
F0420 | Cabinet, Filing, Lateral, Half Height | 1 | VV | Half height two (2) or three (3) drawer lateral filing cabinet, 28" high X 42" wide X 18" deep with recessed handles, locking device and drawer label holders. Drawers are adaptable to either letter or legal size materials.
F2000 | Basket, Wastepaper, Fire Resistant | 1 | VV | Wastepaper basket, fire resistant, approximately 40 quart capacity. This unit is used to collect and temporarily store small quantities of paper refuse in patient rooms, administrative areas and nursing stations. Size and shape varies depending on the application and manufacturer selected.
F3200 | Clock, Battery, 12" Diameter | 1 | VV | Clock, 12" diameter. Round surface, easy to read numbers with sweep second hand. Wall mounted unit for use when impractical to install a fully synchronized clock system. Battery operated, (batteries not included).
M1801 | Computer, Microprocessing, w/Flat Panel Monitor | 1 | VV | Desk top microprocessing computer. The unit shall consist of a central processing mini tower, flat panel monitor, keyboard, mouse and speakers. The system shall have the following minimum characteristics: a 2.8 GHz Pentium processor; 512 MB memory; 80GB hard drive; 32/48x CD-ROMDVD combo; 1.44MB network interface card; video 32 MB NVIDIA; a 18 inch flat panel monitor. The computer is used throughout the facility to input, manipulate and retrieve information.
2 - OFA09 - Office, Nurse Manager | 2 - OFA09 - Office, Nurse Manager | 2 - OFA09 - Office, Nurse Manager | 2 - OFA09 - Office, Nurse Manager | 2 - OFA09 - Office, Nurse Manager
JSN | NAME | QTY | ACQ | DESCRIPTION
A1010 | Telecommunication Outlet | 2 | CC | Telecommunication outlet location.
A1015 | Telephone, Desk, Multiple Line | 1 | VV | Telephone, desk, multiple line.
A5145 | Hook, Garment, Double, SS, Surface Mounted | 1 | CC | A surface mounted, satin finish stainless steel, double garment hook. Equipped with a concealed mounting bracket that is secured to a concealed wall plate. For general purpose use throughout the facility to hang various items of apparel.
E0090 | Workstation, L-Shaped, Free Standing, 72x72 | 1 | VV | THIS TYPICAL INCLUDES: 4 Standard Solid Panels 2 Panel-to-Panel Connectors 1 Panel Connector, 2-Way Corner 2 Finished End Hardware 2 Lockable Flipper Units 2 Shelves, Storage/Display 3 Lights 3 Tackboards 2 Cantilevered Work Surfaces 1 Adjustable Keyboard Tray 1 Mobile Pedestal, Box/File 1 Pencil Drawer 2 Support Panels
F0205 | Chair, Side With Arms | 1 | VV | Upholstered side chair, 32" high X 21" wide X 23" deep with arms, padded seats and padded backs. Seat height is a minimum of 17". Available with or without sled base.
F0275 | Chair, Swivel, High Back | 1 | VV | Highback contemporary swivel chair, 41" high X 23" wide X 23" deep with five (5) caster swivel base and arms. Chair may be used at desks or in conference rooms. Back and seat are foam padded and upholstered with either woven textile fabric or vinyl.
F0420 | Cabinet, Filing, Lateral, Half Height | 1 | VV | Half height two (2) or three (3) drawer lateral filing cabinet, 28" high X 42" wide X 18" deep with recessed handles, locking device and drawer label holders. Drawers are adaptable to either letter or legal size materials.
F2000 | Basket, Wastepaper, Fire Resistant | 1 | VV | Wastepaper basket, fire resistant, approximately 40 quart capacity. This unit is used to collect and temporarily store small quantities of paper refuse in patient rooms, administrative areas and nursing stations. Size and shape varies depending on the application and manufacturer selected.
F3200 | Clock, Battery, 12" Diameter | 1 | VV | Clock, 12" diameter. Round surface, easy to read numbers with sweep second hand. Wall mounted unit for use when impractical to install a fully synchronized clock system. Battery operated, (batteries not included).
M1801 | Computer, Microprocessing, w/Flat Panel Monitor | 1 | VV | Desk top microprocessing computer. The unit shall consist of a central processing mini tower, flat panel monitor, keyboard, mouse and speakers. The system shall have the following minimum characteristics: a 2.8 GHz Pentium processor; 512 MB memory; 80GB hard drive; 32/48x CD-ROMDVD combo; 1.44MB network interface card; video 32 MB NVIDIA; a 18 inch flat panel monitor. The computer is used throughout the facility to input, manipulate and retrieve information.
17 - FISCAL SERVICE | 17 - FISCAL SERVICE | 17 - FISCAL SERVICE | 17 - FISCAL SERVICE | 17 - FISCAL SERVICE
1 - WKTM1 - Workroom, Fiscal Service | 1 - WKTM1 - Workroom, Fiscal Service | 1 - WKTM1 - Workroom, Fiscal Service | 1 - WKTM1 - Workroom, Fiscal Service | 1 - WKTM1 - Workroom, Fiscal Service
JSN | NAME | QTY | ACQ | DESCRIPTION
A1010 | Telecommunication Outlet | 4 | CC | Telecommunication outlet location.
A1011 | Telephone, Desk, 1 Line | 1 | VV | Telephone, desk, 1 line.
A6046 | Artwork, Decorative, With Frame | 2 | VV | This JSN is to be used for determining and defining location of decorative artwork.
E0042 | Workcenter, Computer, Free Standing, 48" W | 4 | VV | THIS TYPICAL INCLUDES: 1 Tool Rail 2 Paper Tray 1 Diagonal Tray 1 Freestanding Work Surface 1 Mobile Pedestal, Box/File 1 Adjustable Keyboard Tray
F0130 | Bookstack, Single | 2 | VV | Freestanding closed base single open faced book stack, approximately 84" H X 36" W X 13" D with six (6) or seven (7) adjustable shelves and one base shelf. Single-faced units should be transverse-brace secured, or wall, or floor anchored for stability.
F0220 | Chair, Conference | 4 | VV | Conference chair designed to complement the executive furniture package selected. Foam rubber cushioned seats and backs covered with either woven fabric or vinyl. Base with 5 (five) swivel casters.
F0275 | Chair, Swivel, High Back | 1 | VV | Highback contemporary swivel chair, 41" high X 23" wide X 23" deep with five (5) caster swivel base and arms. Chair may be used at desks or in conference rooms. Back and seat are foam padded and upholstered with either woven textile fabric or vinyl.
F0420 | Cabinet, Filing, Lateral, Half Height | 1 | VV | Half height two (2) or three (3) drawer lateral filing cabinet, 28" high X 42" wide X 18" deep with recessed handles, locking device and drawer label holders. Drawers are adaptable to either letter or legal size materials.
F0750 | Table, Office, (size as required) | 1 | VV | Office table, sized as required. May be used as either a four (4) to six (6) person conference table or as an extra work surface area.
F2000 | Basket, Wastepaper, Fire Resistant | 1 | VV | Wastepaper basket, fire resistant, approximately 40 quart capacity. This unit is used to collect and temporarily store small quantities of paper refuse in patient rooms, administrative areas and nursing stations. Size and shape varies depending on the application and manufacturer selected.
F3050 | Whiteboard, Dry Erase | 1 | VV | Whiteboard unit, approximately 36" H x 48" W consisting of a white porcelain enamel writing surface with an attached chalk tray. Magnetic surface available. Image can be easily removed with a standard chalkboard eraser. For use with water color pens. Unit is ready to hang.
F3200 | Clock, Battery, 12" Diameter | 1 | VV | Clock, 12" diameter. Round surface, easy to read numbers with sweep second hand. Wall mounted unit for use when impractical to install a fully synchronized clock system. Battery operated, (batteries not included).
M1801 | Computer, Microprocessing, w/Flat Panel Monitor | 1 | VV | Desk top microprocessing computer. The unit shall consist of a central processing mini tower, flat panel monitor, keyboard, mouse and speakers. The system shall have the following minimum characteristics: a 2.8 GHz Pentium processor; 512 MB memory; 80GB hard drive; 32/48x CD-ROMDVD combo; 1.44MB network interface card; video 32 MB NVIDIA; a 18 inch flat panel monitor. The computer is used throughout the facility to input, manipulate and retrieve information.
M1825 | Printer, Computer | 1 | VV | High resolution computer printer with a variety of type styles and sheet/envelope feeder trays. Database information reflects network ready, medium duty office style laser printers. Other types of printers (bubble jet, dot matrix, line or plotter) as well as light or heavy use capabilities are available.
18 - ENGINEERING SERVICE | 18 - ENGINEERING SERVICE | 18 - ENGINEERING SERVICE | 18 - ENGINEERING SERVICE | 18 - ENGINEERING SERVICE
1 - BMER1 - Repair Shop, Biomedical Engineering | 1 - BMER1 - Repair Shop, Biomedical Engineering | 1 - BMER1 - Repair Shop, Biomedical Engineering | 1 - BMER1 - Repair Shop, Biomedical Engineering | 1 - BMER1 - Repair Shop, Biomedical Engineering
JSN | NAME | QTY | ACQ | DESCRIPTION
A1010 | Telecommunication Outlet | 1 | CC | Telecommunication outlet location.
A1011 | Telephone, Desk, 1 Line | 1 | VV | Telephone, desk, 1 line.
F0230 | Chair, Drafting, Rotary | 1 | VV | Drafting chair approximately 47" high X 20" wide X 20" deep with rotary stool and a 5 (five) star base with casters. Padded seat and back. Foot ring adjusts with chair.
F2000 | Basket, Wastepaper, Fire Resistant | 1 | VV | Wastepaper basket, fire resistant, approximately 40 quart capacity. This unit is used to collect and temporarily store small quantities of paper refuse in patient rooms, administrative areas and nursing stations. Size and shape varies depending on the application and manufacturer selected.
F3200 | Clock, Battery, 12" Diameter | 1 | VV | Clock, 12" diameter. Round surface, easy to read numbers with sweep second hand. Wall mounted unit for use when impractical to install a fully synchronized clock system. Battery operated, (batteries not included).
M1801 | Computer, Microprocessing, w/Flat Panel Monitor | 1 | VV | Desk top microprocessing computer. The unit shall consist of a central processing mini tower, flat panel monitor, keyboard, mouse and speakers. The system shall have the following minimum characteristics: a 2.8 GHz Pentium processor; 512 MB memory; 80GB hard drive; 32/48x CD-ROMDVD combo; 1.44MB network interface card; video 32 MB NVIDIA; a 18 inch flat panel monitor. The computer is used throughout the facility to input, manipulate and retrieve information.
T0005 | Electrical Safety Analyzer | 1 | VV | Electrical safety analyzer. Characteristics/components include combining all lead connected ECG lead tests measuring individual lead leakage; AC/DC measurement; current consumption; automatic neutral-ground and power-ground resistance and volts. This unit is used for electrical safety testing, preventive maintenance programs and equipment repair. Battery powered models are available.
T0015 | Defibrillator Analyzer, Automatic, Portable | 1 | VV | Defibrillator analyzer. Characteristics/components include automatic and portable with direct reading; accurately verifies the output characteristics of all defibrillators while simulating the resistance of the human body; output energy measured in joules or watt seconds on two scales of 0-200.0 or 0-1000; output energy remains displayed until the reset button is depressed once the defibrillator is fired; and output jacks provided for oscilloscope connection to observe defibrillator pulse wave shape. Shall include the optional pacemaker testing module if required by the end user. Battery powered models are available.
T0030 | Radiation-Light Field Analyzer | 1 | VV | Light and radiation field analyzer for quality assurance testing of radiation therapy devices. Unit is self contained and checks the coincidence of light and radiation fields, symmetry of radiation field, flatness of radiation field, and penumbra size of the radiation field. Unit has a built in graphics printer for hard copy output of scanned information.
T0801 | Workbench, Electric, Pedestal Base | 1 | VV | Electrical workbench approximately 34" H x 72" W x 36" D. Characteristics/components include butcher block maple top; with two drawer or door pedestals and an electronic riser wiring kit. This workbench is used in wood and metal workshops. Workbench is a mix and match construction and can be configured to end users needs.
T8030 | Electrosurgery Analyzer | 1 | VV | Electrosurgery analyzer. This is a power analyzing system that verifies electrosurgical specifications such as output power, radio frequency leakage and output waveforms. This is necessary because electrosurgical units should provide safe controlled power output at RF with a predetermined physiological load so that burns and electrical shocks are avoided.
T8055 | Wattmeter, Ultrasonic | 1 | VV | Ultrasonic wattmeter. Characteristics/components include electronic and mechanical design to provide superior performance and greater durability; clear Plexiglas tubing on the front panel that allows the operator to immediately determine the liquid level within the sealed reservoir; and power measurements that can be conveniently read on the LCD display. This unit is a one-of-a-kind instrument used by biomedical repair persons who regularly test therapeutic ultrasound devices. Unit is battery powered.
19 - LOGISTICS SERVICE | 19 - LOGISTICS SERVICE | 19 - LOGISTICS SERVICE | 19 - LOGISTICS SERVICE | 19 - LOGISTICS SERVICE
1 - OFA07 - Workstation, Logistics | 1 - OFA07 - Workstation, Logistics | 1 - OFA07 - Workstation, Logistics | 1 - OFA07 - Workstation, Logistics | 1 - OFA07 - Workstation, Logistics
JSN | NAME | QTY | ACQ | DESCRIPTION
A1010 | Telecommunication Outlet | 2 | CC | Telecommunication outlet location.
A1015 | Telephone, Desk, Multiple Line | 1 | VV | Telephone, desk, multiple line.
E0123 | Workstation, Straight, Free Standing, 72" W | 1 | VV | This JSN will provide a whole work station typical to quickly plan work in areas in clinical or administrative spaces. There will be a price decrease if typical work stations are used with vertical hanging strips instead of panels. THIS TYPICAL INCLUDES: 4 Standard Solid Panels 2 Panel Connectors, 2-Way Corner 1 Panel-to-Panel Connector 2 Finished End Hardware 1 Cantilevered, Work Surface 2 Lockable Flipper Units 2 Shelf, Storage/Displays 2 Lights 1 Tack board 1 Tool Rail 1 Paper Tray 1 Diagonal Tray 1 Adjustable Keyboard Tray 1 Mobile Pedestal, Box/File
F0275 | Chair, Swivel, High Back | 1 | VV | Highback contemporary swivel chair, 41" high X 23" wide X 23" deep with five (5) caster swivel base and arms. Chair may be used at desks or in conference rooms. Back and seat are foam padded and upholstered with either woven textile fabric or vinyl.
F0420 | Cabinet, Filing, Lateral, Half Height | 1 | VV | Half height two (2) or three (3) drawer lateral filing cabinet, 28" high X 42" wide X 18" deep with recessed handles, locking device and drawer label holders. Drawers are adaptable to either letter or legal size materials.
F2000 | Basket, Wastepaper, Fire Resistant | 1 | VV | Wastepaper basket, fire resistant, approximately 40 quart capacity. This unit is used to collect and temporarily store small quantities of paper refuse in patient rooms, administrative areas and nursing stations. Size and shape varies depending on the application and manufacturer selected.
M1801 | Computer, Microprocessing, w/Flat Panel Monitor | 1 | VV | Desk top microprocessing computer. The unit shall consist of a central processing mini tower, flat panel monitor, keyboard, mouse and speakers. The system shall have the following minimum characteristics: a 2.8 GHz Pentium processor; 512 MB memory; 80GB hard drive; 32/48x CD-ROMDVD combo; 1.44MB network interface card; video 32 MB NVIDIA; a 18 inch flat panel monitor. The computer is used throughout the facility to input, manipulate and retrieve information.
2 - DOCK1 - Receiving / Shipping Dock | 2 - DOCK1 - Receiving / Shipping Dock | 2 - DOCK1 - Receiving / Shipping Dock | 2 - DOCK1 - Receiving / Shipping Dock | 2 - DOCK1 - Receiving / Shipping Dock
JSN | NAME | QTY | ACQ | DESCRIPTION
A6125 | Leveler, Dock | 1 | CC | Unit attaches to the face of the dock for easy installation. It consists of a counterbalance lip that can be extended to rest on the bed of the trailer for loading and unloading of merchandise. When the trailer departs, the lip will automatically retract behind the bumper face. Size will vary depending on the application.
K0450 | Curtain, Air | 1 | CC | Air curtain. The unit is generally fabricated to size for operation. This unit is used at entrances and docks to prevent cold and humid or dry and hot air from entering through openings which are exposed to weather conditions. The database pricing reflects an unheated air door 6-1/2' wide with a 3" or 6" deep discharge nozzle to cover a standard two-door width entry. Some units run on 120V power; refer to the manufacturer's specifications for the model chosen. Larger width and industrial duty air doors are available.
K9300 | Washer, Pressure w/Sanitizer | 1 | VC | Pressure washer for cleaning and sanitizing kitchen or other areas. This is a wall mounted, motor operated unit with a spray gun. The washer sprays a detergent solution on each item to be cleaned and then rinses them using a combination of water and high pressure that blasts away the loosened dirt and grease. The washer can be either a stand alone unit or part of a set of stations operating from a central control. See JSN K1350 for the mobile version of this unit. The unit is used for cleaning in commercial areas and institutions such as hospitals.
M2105 | Pallet Lift, Hydraulic, Manual, 48" Pallet | 1 | VV | Hydraulic manual pallet equipped with floor lock and wheels for easy transport. Unit accommodates 48" pallets and is designed to handle all types of lifting tasks.
M2115 | Truck, Hand, 2 Wheel | 1 | VV | 2 wheel hand truck. Double handled with three supportive crossbars for heavy duty use. 800 pound weight capacity with two 8 or 10 inch wheels. For use in the warehouse.
M2120 | Truck, Platform, 4 Wheel | 1 | VV | A 4 wheel platform truck (push cart). Truck has heavy duty platform and is mounted on four 8" diameter casters. The load capacity is 2000-2500 pounds. It is designed for use in the receiving and other material handling areas.
M4025 | Scale, Roll On, Freestanding, 2000 Pound Capacity | 1 | VV | Freestanding roll on scale with a 2000 pound capacity. Unit consists of a heavy duty anodized aluminum or steel platform with powered digital readout. For use in food service or the laundry.
3 - STMQ1 - Storage, Medical and General | 3 - STMQ1 - Storage, Medical and General | 3 - STMQ1 - Storage, Medical and General | 3 - STMQ1 - Storage, Medical and General | 3 - STMQ1 - Storage, Medical and General
JSN | NAME | QTY | ACQ | DESCRIPTION
E0981 | Cart, Wire, Mobile, 60"W x 64"H x 24"D | 1 | VV | THIS TYPICAL INCLUDES: 1 Wire Cart, w/Casters 3 Wire Shelves 5 Vertical Back/Side Panels 1 Stainless Steel Shelf 1 Storage Frame 2 Drawers, 6"H Label Clips.
4 - STEQ1 - Storage, Equipment | 4 - STEQ1 - Storage, Equipment | 4 - STEQ1 - Storage, Equipment | 4 - STEQ1 - Storage, Equipment | 4 - STEQ1 - Storage, Equipment
JSN | NAME | QTY | ACQ | DESCRIPTION
M2055 | Shelving, Storage, Wire, CRS, w/Adjustable Shelves | 1 | VV | Stationary, wire, shelving unit. Unit has fully adjustable shelves constructed of stainless steel. For use in general purpose storage areas. Shelving is provided in various sizes and configurations. Price provided is for a unit approximately 74"H x 18"D x 48"W with four shelves.
5 - BSRB1 - Receiving and Issue | 5 - BSRB1 - Receiving and Issue | 5 - BSRB1 - Receiving and Issue | 5 - BSRB1 - Receiving and Issue | 5 - BSRB1 - Receiving and Issue
JSN | NAME | QTY | ACQ | DESCRIPTION
F2016 | Waste Receptacle, 40 GAL | 1 | VV | Rectangular steel waste receptacle with step-on lid and a 40 gallon capacity. The receptacle is used to collect and temporarily store small quantities of paper refuse. Can be used in restrooms, patient areas, laboratories, pharmacies, etc.
6 - UTMW1 - Biohazard Waste Holding | 6 - UTMW1 - Biohazard Waste Holding | 6 - UTMW1 - Biohazard Waste Holding | 6 - UTMW1 - Biohazard Waste Holding | 6 - UTMW1 - Biohazard Waste Holding
JSN | NAME | QTY | ACQ | DESCRIPTION
F2020 | Can, Trash, 44 Gallon | 4 | VV | Forty four (44) gallon trash can, 32" high X 24" diameter, with lid. Used to collect and transport refuse from a point of origin to point of disposal (example: from soiled utility or a nursing unit to the trash compactor at housekeeping).
7 - SRGC1 - Storage, Medical Gas | 7 - SRGC1 - Storage, Medical Gas | 7 - SRGC1 - Storage, Medical Gas | 7 - SRGC1 - Storage, Medical Gas | 7 - SRGC1 - Storage, Medical Gas
JSN | NAME | QTY | ACQ | DESCRIPTION
A1010 | Telecommunication Outlet | 1 | CC | Telecommunication outlet location.
A1012 | Telephone, Wall Mounted, 1 Line | 1 | VV | Telephone, wall mounted, 1 line.
M2025 | Rack, Storage, Cylinder, Gas | 1 | VV | Medical gas cylinder storage rack. Unit is a modular cage frame for holding various sizes of gas cylinders. Nylon or fabric securing straps can be attached to the frame bars to stabilize gas cylinders. Add additional units or specify size as required when ordering. This item is often locally fabricated.
M2117 | Truck, Hand, 2 Wheel, Gas Cylinder | 1 | VV | A gas cylinder hand truck for a single 12" cylinder with a minimum capacity of 300 lbs.
20 - POLICE SERVICE | 20 - POLICE SERVICE | 20 - POLICE SERVICE | 20 - POLICE SERVICE | 20 - POLICE SERVICE
1 - OFA09 - Office, Police Service | 1 - OFA09 - Office, Police Service | 1 - OFA09 - Office, Police Service | 1 - OFA09 - Office, Police Service | 1 - OFA09 - Office, Police Service
JSN | NAME | QTY | ACQ | DESCRIPTION
A1010 | Telecommunication Outlet | 2 | CC | Telecommunication outlet location.
A1015 | Telephone, Desk, Multiple Line | 1 | VV | Telephone, desk, multiple line.
A5145 | Hook, Garment, Double, SS, Surface Mounted | 1 | CC | A surface mounted, satin finish stainless steel, double garment hook. Equipped with a concealed mounting bracket that is secured to a concealed wall plate. For general purpose use throughout the facility to hang various items of apparel.
E0090 | Workstation, L-Shaped, Free Standing, 72x72 | 1 | VV | THIS TYPICAL INCLUDES: 4 Standard Solid Panels 2 Panel-to-Panel Connectors 1 Panel Connector, 2-Way Corner 2 Finished End Hardware 2 Lockable Flipper Units 2 Shelves, Storage/Display 3 Lights 3 Tackboards 2 Cantilevered Work Surfaces 1 Adjustable Keyboard Tray 1 Mobile Pedestal, Box/File 1 Pencil Drawer 2 Support Panels
F0205 | Chair, Side With Arms | 1 | VV | Upholstered side chair, 32" high X 21" wide X 23" deep with arms, padded seats and padded backs. Seat height is a minimum of 17". Available with or without sled base.
F0275 | Chair, Swivel, High Back | 1 | VV | Highback contemporary swivel chair, 41" high X 23" wide X 23" deep with five (5) caster swivel base and arms. Chair may be used at desks or in conference rooms. Back and seat are foam padded and upholstered with either woven textile fabric or vinyl.
F0420 | Cabinet, Filing, Lateral, Half Height | 1 | VV | Half height two (2) or three (3) drawer lateral filing cabinet, 28" high X 42" wide X 18" deep with recessed handles, locking device and drawer label holders. Drawers are adaptable to either letter or legal size materials.
F2000 | Basket, Wastepaper, Fire Resistant | 1 | VV | Wastepaper basket, fire resistant, approximately 40 quart capacity. This unit is used to collect and temporarily store small quantities of paper refuse in patient rooms, administrative areas and nursing stations. Size and shape varies depending on the application and manufacturer selected.
F3200 | Clock, Battery, 12" Diameter | 1 | VV | Clock, 12" diameter. Round surface, easy to read numbers with sweep second hand. Wall mounted unit for use when impractical to install a fully synchronized clock system. Battery operated, (batteries not included).
M1801 | Computer, Microprocessing, w/Flat Panel Monitor | 1 | VV | Desk top microprocessing computer. The unit shall consist of a central processing mini tower, flat panel monitor, keyboard, mouse and speakers. The system shall have the following minimum characteristics: a 2.8 GHz Pentium processor; 512 MB memory; 80GB hard drive; 32/48x CD-ROMDVD combo; 1.44MB network interface card; video 32 MB NVIDIA; a 18 inch flat panel monitor. The computer is used throughout the facility to input, manipulate and retrieve information.
2 - CROP1 - Operations Room | 2 - CROP1 - Operations Room | 2 - CROP1 - Operations Room | 2 - CROP1 - Operations Room | 2 - CROP1 - Operations Room
JSN | NAME | QTY | ACQ | DESCRIPTION
A1010 | Telecommunication Outlet | 8 | CC | Telecommunication outlet location.
A1015 | Telephone, Desk, Multiple Line | 4 | VV | Telephone, desk, multiple line.
A5212 | Bracket, Television, Wall-Mounted, Tilt/Angle | 2 | VV | A wall mounted, tilt/angled TV bracket for 37" to 80" TVs. Mount will be a universal and VESA compliant unit with a load capacity of up to 130 lbs.
A5220 | Bracket, Television, Wall Backing | 2 | CC | Wall mounted television bracket backing which provides additional support and strength for the installation of the television bracket. Option available for interior or exterior plate and sized for 12â€ 16â€ or 24â€ stud spacing.
E0042 | Workcenter, Computer, Free Standing, 48" W | 2 | VV | THIS TYPICAL INCLUDES: 1 Tool Rail 2 Paper Tray 1 Diagonal Tray 1 Freestanding Work Surface 1 Mobile Pedestal, Box/File 1 Adjustable Keyboard Tray
E0117 | Workstation, Straight, Free Standing, 48" W | 2 | VV | This JSN provides a typical work station to quickly plan work areas in clinical or administrative spaces. THIS TYPICAL INCLUDES: 2 standard solid panels; 1 panel connector, 2-way corner; 2 finished end hardware kits; 1 cantilevered work surface; 1 lockable flipper unit; 1 light; 1 tack board; 1 tool rail; 1 diagonal tray; 1 adjustable keyboard tray; 1 mobile pedestal, box/file; 1 support panel.
F0275 | Chair, Swivel, High Back | 8 | VV | Highback contemporary swivel chair, 41" high X 23" wide X 23" deep with five (5) caster swivel base and arms. Chair may be used at desks or in conference rooms. Back and seat are foam padded and upholstered with either woven textile fabric or vinyl.
F0425 | Cabinet, Filing, Security, Full Height | 1 | VV | Class 6 full height security filing cabinet, 58" high x 21" wide x 28" deep with five (5) drawers. Used for storage of classified or controlled materials.
F0780 | Table, Work, 60W x 30D | 2 | VV | Work table approximately 29" high X 60" wide X 30" deep with top and four (4) non-folding legs.
F2000 | Basket, Wastepaper, Fire Resistant | 2 | VV | Wastepaper basket, fire resistant, approximately 40 quart capacity. This unit is used to collect and temporarily store small quantities of paper refuse in patient rooms, administrative areas and nursing stations. Size and shape varies depending on the application and manufacturer selected.
F2550 | Shredder, Paper Heavy Duty | 1 | VV | Shredder shall be able to process a minimum of 25 sheets of paper per pass at a minimum rate of 20 feet per minute. The unit shall have a 16 inch throat to accept paper. Paper shall be shredded into 1/4 inch strips.
F3060 | Whiteboard, Projection Screen Combination | 1 | VV | Whiteboard and projection screen combination approximately 48" H x 72" W. Magnetic surface with matte finish for projection. Hard board stabilizer with aluminum foil back. For use with water color pens.
F3200 | Clock, Battery, 12" Diameter | 4 | VV | Clock, 12" diameter. Round surface, easy to read numbers with sweep second hand. Wall mounted unit for use when impractical to install a fully synchronized clock system. Battery operated, (batteries not included).
F3230 | Rack, Hat / Coat, Wall Mounted | 1 | VV | Wall mounted hat / coat rack. Decoratively styled and equipped with bars, hooks and hat shelf. For use in waiting rooms.
M0385 | Projector, Multimedia/Data | 1 | VV | The projector shall provide computer and video projections. Minimum features included: Brightness of not less than 1500 ANSI ( American National Standards Institute) Lumens, and a minimum resolution format of 1024 X 768 pixels (XGA). The projector shall be portable and weigh no more than 10 pounds. It shall include a zoom lens and computer and video input ports.
M0400 | Screen, Projection, 144x144, Remote Control | 1 | CC | Wall or ceiling mounted, roll-up type screen with remote control. Includes multiple controls to operate the screen from two or more locations, wireless remote control, adjustable preset limit switches, and black borders on all sides. Screen is housed in a solid wood or metal case with removable motor module. For a classroom, conference room, or large auditorium.
M0507 | Video Teleconferencing System | 1 | VV | Shall be a video conferencing unit consisting of a camera, microphone, video/audio compression components, a component cart and a 32 inch monitor. It shall provide live audio-visual conferencing capabilities to dispersed geographic sites.
M0512 | Television, HDTV, Large Screen, 60" | 2 | VV | A high definition (HDTV) multimedia, slim design, 60"W to 65"W color television. The TV will have a 16.9 wide screen aspect ratio with full HD 1080p resolution and HDMI connections. TV may be LED, Plasma or LCD. TV will include a stand.
M1801 | Computer, Microprocessing, w/Flat Panel Monitor | 4 | VV | Desk top microprocessing computer. The unit shall consist of a central processing mini tower, flat panel monitor, keyboard, mouse and speakers. The system shall have the following minimum characteristics: a 2.8 GHz Pentium processor; 512 MB memory; 80GB hard drive; 32/48x CD-ROMDVD combo; 1.44MB network interface card; video 32 MB NVIDIA; a 18 inch flat panel monitor. The computer is used throughout the facility to input, manipulate and retrieve information.
M1825 | Printer, Computer | 1 | VV | High resolution computer printer with a variety of type styles and sheet/envelope feeder trays. Database information reflects network ready, medium duty office style laser printers. Other types of printers (bubble jet, dot matrix, line or plotter) as well as light or heavy use capabilities are available.
M4125 | Radio Communication System | 1 | VV | Radio equipment to support daily administrative, patient transport, emergency, mass casualty, fire protection and security operations. Includes base station(s), handheld portables, vehicle units, antennas, power supplies, controllers, electrical panels, computers, pagers and other equipment as required. The size, complexity and cost of the system depend on the geographic region covered, dispersement of the facility staff, size and capability of the facility, facility mission and distances to supporting police, fire and disaster relief organizations.
3 - LR001 - Locker Room | 3 - LR001 - Locker Room | 3 - LR001 - Locker Room | 3 - LR001 - Locker Room | 3 - LR001 - Locker Room
JSN | NAME | QTY | ACQ | DESCRIPTION
A1030 | Locker, 2 Person, Over/Under | 12 | VV | Two person locker, double tier, 72Hx12Wx18D. This unit includes hooks for coats and hats. Door equipped with safety guard handles. Designed for storage of coats, hats, and other personal belongings. Other width and depths are available.
A1080 | Mirror, Posture, Wall Mounted | 1 | CC | Wall mounted posture mirror. Consists of a 1/4" plate glass in a sturdy corrosion resistant frame with water proof back. For educational and therapy programs.
4 - POH01 - Holding Room | 4 - POH01 - Holding Room | 4 - POH01 - Holding Room | 4 - POH01 - Holding Room | 4 - POH01 - Holding Room
JSN | NAME | QTY | ACQ | DESCRIPTION
A5020 | Bench, Locker Room, Floor Mounted | 1 | CC | Locker room bench. Floor mounting -1-1/4" thick. Benches are sanded smooth with two coats of moisture-resistant sealer to ensure a protective, satin gloss surface, and mounted on strong steel pedestal anchored to the floor. Over all height of 18" includes pedestal. Size as required.
5 - SSS01 - Storage, Secure | 5 - SSS01 - Storage, Secure | 5 - SSS01 - Storage, Secure | 5 - SSS01 - Storage, Secure | 5 - SSS01 - Storage, Secure
JSN | NAME | QTY | ACQ | DESCRIPTION
F0425 | Cabinet, Filing, Security, Full Height | 1 | VV | Class 6 full height security filing cabinet, 58" high x 21" wide x 28" deep with five (5) drawers. Used for storage of classified or controlled materials.
F3105 | Safe, F/S , Class 5 | 1 | VV | Class 5 safe, floor standing model with combination lock. Used for storage of narcotics, plans, film, and other classified or control materials.
21 - CANTEEN SERVICE | 21 - CANTEEN SERVICE | 21 - CANTEEN SERVICE | 21 - CANTEEN SERVICE | 21 - CANTEEN SERVICE
1 - BX002 - Vending Machine Area | 1 - BX002 - Vending Machine Area | 1 - BX002 - Vending Machine Area | 1 - BX002 - Vending Machine Area | 1 - BX002 - Vending Machine Area
JSN | NAME | QTY | ACQ | DESCRIPTION
A6030 | Machine, Vending | 2 | L_RE | This JSN is to be used for determining and defining the requirement for vending machines. Item is normally leased or supplied by Army & Air Force Exchange Service, (AAFES).
F0225 | Chair, Dining Room | 2 | VV | Dining room chair with glides. Chair has straight legs with cushioned cloth or vinyl seat.
F0795 | Table, Dining | 1 | VV | Dining table. Round 42" diameter or square 42" X 42". Used in dining facilities and can comfortably seat up to four (4) persons.
F2000 | Basket, Wastepaper, Fire Resistant | 1 | VV | Wastepaper basket, fire resistant, approximately 40 quart capacity. This unit is used to collect and temporarily store small quantities of paper refuse in patient rooms, administrative areas and nursing stations. Size and shape varies depending on the application and manufacturer selected.
2 - SRE01 - Storage, Vending | 2 - SRE01 - Storage, Vending | 2 - SRE01 - Storage, Vending | 2 - SRE01 - Storage, Vending | 2 - SRE01 - Storage, Vending
JSN | NAME | QTY | ACQ | DESCRIPTION
A1010 | Telecommunication Outlet | 1 | CC | Telecommunication outlet location.
M2055 | Shelving, Storage, Wire, CRS, w/Adjustable Shelves | 4 | VV | Stationary, wire, shelving unit. Unit has fully adjustable shelves constructed of stainless steel. For use in general purpose storage areas. Shelving is provided in various sizes and configurations. Price provided is for a unit approximately 74"H x 18"D x 48"W with four shelves.
3 - FSCD4 - VSSC Mini-Mart | 3 - FSCD4 - VSSC Mini-Mart | 3 - FSCD4 - VSSC Mini-Mart | 3 - FSCD4 - VSSC Mini-Mart | 3 - FSCD4 - VSSC Mini-Mart
JSN | NAME | QTY | ACQ | DESCRIPTION
_0068 | Credit Card Scanner | 1 | VV | Magnetic Card Reader used to scan credit and debit cards. Approximately 1.34""W x 3.54""D x 1.10""H.
_0069 | Food Case, Grab and Go | 1 | VV | 36-Inch Wide Horizontal Air Curtain Refrigerated Merchandiser, easy customer access to pre-stocked food items and cold beverages.
_0070 | Trash / Recycling Center | 1 | VV | 3- 40 Gallon each, approximately 33-3/4” x 18” x 18” with tops to sort waste, paper, cans and bottles These units are used to sort trash and items for recycling.
_0071 | Condiments Counter | 1 | VV | Custom designed unit, provides Canteen customers access to coffee condiments such as sugar, coffee stirrers, napkins, and other items. Custom built with dimensions based on the configuration of the space.
_0072 | Stools, Counter | 8 | VV | Approximately 41'' H x 17'' L x 17" W. For use at custom dining counter.
_0073 | Dining Counter (custom) | 1 | VV | Custom dining counter, approximately 18" D and 42" high. For use by Canteen Customers.
A1010 | Telecommunication Outlet | 1 | CC | Telecommunication outlet location.
A1015 | Telephone, Desk, Multiple Line | 1 | VV | Telephone, desk, multiple line.
A6105 | Counter, Reception Control, Built-In | 1 | CC | Counter, control, inpatient, built-in. Consists of two 18â€ wide base cabinets with two drawers and file drawer, two 30â€ wide pencil drawers and two 18â€ wide base cabinet with four drawers. The countertop shall be a composition of wood particle core with plastic laminate surface having a hard smooth surface finish, standard thickness of 1â€ and a 4â€ butt backsplash/curb. Pricing based on a 30" depth.
CS010 | Sink, SS, Single Compartment, 7.5x12x12 ID | 1 | CC | Single compartment stainless steel sink, drop-in, self-rimming, ledge-type, connected with a drain and provided with a mixing faucet. It shall also be provided with pre-punched fixture holes on 4" center, integral back ledge to accommodate deck-mounted fixtures, brushed/polished interior and top surfaces, and sound deadened. Recommended for use in suspended or U/C/B sink cabinets having a high plastic laminate or Chemsurf laminate countertop/work surface. For general purpose use throughout the facility.
E0090 | Workstation, L-Shaped, Free Standing, 72x72 | 1 | VV | THIS TYPICAL INCLUDES: 4 Standard Solid Panels 2 Panel-to-Panel Connectors 1 Panel Connector, 2-Way Corner 2 Finished End Hardware 2 Lockable Flipper Units 2 Shelves, Storage/Display 3 Lights 3 Tackboards 2 Cantilevered Work Surfaces 1 Adjustable Keyboard Tray 1 Mobile Pedestal, Box/File 1 Pencil Drawer 2 Support Panels
F0205 | Chair, Side With Arms | 1 | VV | Upholstered side chair, 32" high X 21" wide X 23" deep with arms, padded seats and padded backs. Seat height is a minimum of 17". Available with or without sled base.
F0225 | Chair, Dining Room | 2 | VV | Dining room chair with glides. Chair has straight legs with cushioned cloth or vinyl seat.
F0280 | Chair, Swivel, Low Back | 1 | VV | Low back contemporary swivel chair, 37" high X 25" wide X 31" deep with a five (5) caster swivel base, arms and foam padded seat and back upholstered with either woven textile fabric or vinyl.
F0795 | Table, Dining | 2 | VV | Dining table. Round 42" diameter or square 42" X 42". Used in dining facilities and can comfortably seat up to four (4) persons.
F2015 | Basket, Wastepaper, Metal/Plastic,2 Swinging Doors | 1 | VV | Metal receptacle for soiled / used towels or waste. Equipped with a removable tapered top with two independently operating self-closing, spring hinged doors. Used in public facilities for the collection and temporary storage of refuse.
F2125 | Cash Register, With Locking Drawer | 1 | VV | Electronic cash register system. This unit includes multiple menu capabilities. Equipped with removable cash drawer for complete security. Calculator function and tax table. Convenience outlet required at point of use.
K1552 | Brewer, Coffee, Auto, Elect, 3 Burner, Front/Back | 2 | VV | Space saving front to back automatic coffee maker. This unit includes a heating tank, connection for a cold water supply, decanter service with three burners, funnel and a water flow controller. The unit is used for semi-automatic coffee brewing in cafeterias and commercial institutions. The unit automatically shuts off the water flow when enough has passed through to fill the pot. The unit is normally provided plumbed with a hot water faucet to the side for making other hot drinks (tea, cider, cocoa, etc.). The database height dimension does not include the clearance for coffee decanters warming on the upper burners.
K4660 | Oven, Microwave, Heavy Duty, 1000 Watts | 1 | VV | Heavy duty, counter mounted, microwave oven which delivers 1000 watts of microwave energy for rapid reheating, defrosting or cooking. The unit's cabinet is made from stainless steel or other rugged material. The touchpad has programmable keys for timing the cooking of specific items and a multiple portion cooking time adjustment key. The unit features an electronic timer with a digital readout. Some models have an additional manual dial timer. The unit can be mounted in a cabinet recess or on a shelf.
K7250 | Table, Food Preparation, CRS, Mobile | 1 | VV | Food preparation table approximately 36"H x 72"W x 36"D with a 5-6" stainless steel backsplash. This unit has options for heavy-duty casters with 5" hard rubber lockable wheels, under-shelves, stationary legs and storage drawers. Some models feature a removable backsplash, full or partial table replaceable plastic cutting boards, a decking section along the backsplash and tapered deck ends.
M1801 | Computer, Microprocessing, w/Flat Panel Monitor | 1 | VV | Desk top microprocessing computer. The unit shall consist of a central processing mini tower, flat panel monitor, keyboard, mouse and speakers. The system shall have the following minimum characteristics: a 2.8 GHz Pentium processor; 512 MB memory; 80GB hard drive; 32/48x CD-ROMDVD combo; 1.44MB network interface card; video 32 MB NVIDIA; a 18 inch flat panel monitor. The computer is used throughout the facility to input, manipulate and retrieve information.
R7200 | Refrigerator, 20 Cubic Feet | 1 | VV | Commercial refrigerator, 20 cubic feet approximately 80" H x 32" D x 27" W. This unit is generally used to store perishable goods for safekeeping in commercial kitchens, hospitals and schools.
4 - FSCD5 - Storage, VSSC Mini-Mart | 4 - FSCD5 - Storage, VSSC Mini-Mart | 4 - FSCD5 - Storage, VSSC Mini-Mart | 4 - FSCD5 - Storage, VSSC Mini-Mart | 4 - FSCD5 - Storage, VSSC Mini-Mart
JSN | NAME | QTY | ACQ | DESCRIPTION
_0068 | Credit Card Scanner | 2 | VV | Magnetic Card Reader used to scan credit and debit cards. Approximately 1.34""W x 3.54""D x 1.10""H.
_0069 | Food Case, Grab and Go | 2 | VV | 36-Inch Wide Horizontal Air Curtain Refrigerated Merchandiser, easy customer access to pre-stocked food items and cold beverages.
_0070 | Trash / Recycling Center | 2 | VV | 3- 40 Gallon each, approximately 33-3/4” x 18” x 18” with tops to sort waste, paper, cans and bottles These units are used to sort trash and items for recycling.
_0071 | Condiments Counter | 2 | VV | Custom designed unit, provides Canteen customers access to coffee condiments such as sugar, coffee stirrers, napkins, and other items. Custom built with dimensions based on the configuration of the space.
_0072 | Stools, Counter | 6 | VV | Approximately 41'' H x 17'' L x 17" W. For use at custom dining counter.
_0073 | Dining Counter (custom) | 2 | VV | Custom dining counter, approximately 18" D and 42" high. For use by Canteen Customers.
_0074 | 48" Diameter Table | 3 | VV | Dining Table 30" H with 48" diameter top. For use with dining chairs.
_0075 | Display Casework (custom) | 1 | VV | Custom wall casework to display items sold in the Canteen Retail Area. Dimensions based on configuration of the space.
_0076 | Display Case (custom) | 1 | VV | Custom display casework for items sold in the Canteen Retail Area. Dimensions based on configuration of the space.
A1010 | Telecommunication Outlet | 4 | CC | Telecommunication outlet location.
A1015 | Telephone, Desk, Multiple Line | 2 | VV | Telephone, desk, multiple line.
A6105 | Counter, Reception Control, Built-In | 1 | CC | Counter, control, inpatient, built-in. Consists of two 18â€ wide base cabinets with two drawers and file drawer, two 30â€ wide pencil drawers and two 18â€ wide base cabinet with four drawers. The countertop shall be a composition of wood particle core with plastic laminate surface having a hard smooth surface finish, standard thickness of 1â€ and a 4â€ butt backsplash/curb. Pricing based on a 30" depth.
CS010 | Sink, SS, Single Compartment, 7.5x12x12 ID | 1 | CC | Single compartment stainless steel sink, drop-in, self-rimming, ledge-type, connected with a drain and provided with a mixing faucet. It shall also be provided with pre-punched fixture holes on 4" center, integral back ledge to accommodate deck-mounted fixtures, brushed/polished interior and top surfaces, and sound deadened. Recommended for use in suspended or U/C/B sink cabinets having a high plastic laminate or Chemsurf laminate countertop/work surface. For general purpose use throughout the facility.
E0090 | Workstation, L-Shaped, Free Standing, 72x72 | 1 | VV | THIS TYPICAL INCLUDES: 4 Standard Solid Panels 2 Panel-to-Panel Connectors 1 Panel Connector, 2-Way Corner 2 Finished End Hardware 2 Lockable Flipper Units 2 Shelves, Storage/Display 3 Lights 3 Tackboards 2 Cantilevered Work Surfaces 1 Adjustable Keyboard Tray 1 Mobile Pedestal, Box/File 1 Pencil Drawer 2 Support Panels
F0205 | Chair, Side With Arms | 1 | VV | Upholstered side chair, 32" high X 21" wide X 23" deep with arms, padded seats and padded backs. Seat height is a minimum of 17". Available with or without sled base.
F0225 | Chair, Dining Room | 12 | VV | Dining room chair with glides. Chair has straight legs with cushioned cloth or vinyl seat.
F0280 | Chair, Swivel, Low Back | 1 | VV | Low back contemporary swivel chair, 37" high X 25" wide X 31" deep with a five (5) caster swivel base, arms and foam padded seat and back upholstered with either woven textile fabric or vinyl.
F2015 | Basket, Wastepaper, Metal/Plastic,2 Swinging Doors | 1 | VV | Metal receptacle for soiled / used towels or waste. Equipped with a removable tapered top with two independently operating self-closing, spring hinged doors. Used in public facilities for the collection and temporary storage of refuse.
F2125 | Cash Register, With Locking Drawer | 1 | VV | Electronic cash register system. This unit includes multiple menu capabilities. Equipped with removable cash drawer for complete security. Calculator function and tax table. Convenience outlet required at point of use.
K1552 | Brewer, Coffee, Auto, Elect, 3 Burner, Front/Back | 2 | VV | Space saving front to back automatic coffee maker. This unit includes a heating tank, connection for a cold water supply, decanter service with three burners, funnel and a water flow controller. The unit is used for semi-automatic coffee brewing in cafeterias and commercial institutions. The unit automatically shuts off the water flow when enough has passed through to fill the pot. The unit is normally provided plumbed with a hot water faucet to the side for making other hot drinks (tea, cider, cocoa, etc.). The database height dimension does not include the clearance for coffee decanters warming on the upper burners.
K4660 | Oven, Microwave, Heavy Duty, 1000 Watts | 1 | VV | Heavy duty, counter mounted, microwave oven which delivers 1000 watts of microwave energy for rapid reheating, defrosting or cooking. The unit's cabinet is made from stainless steel or other rugged material. The touchpad has programmable keys for timing the cooking of specific items and a multiple portion cooking time adjustment key. The unit features an electronic timer with a digital readout. Some models have an additional manual dial timer. The unit can be mounted in a cabinet recess or on a shelf.
K7250 | Table, Food Preparation, CRS, Mobile | 1 | VV | Food preparation table approximately 36"H x 72"W x 36"D with a 5-6" stainless steel backsplash. This unit has options for heavy-duty casters with 5" hard rubber lockable wheels, under-shelves, stationary legs and storage drawers. Some models feature a removable backsplash, full or partial table replaceable plastic cutting boards, a decking section along the backsplash and tapered deck ends.
M1801 | Computer, Microprocessing, w/Flat Panel Monitor | 1 | VV | Desk top microprocessing computer. The unit shall consist of a central processing mini tower, flat panel monitor, keyboard, mouse and speakers. The system shall have the following minimum characteristics: a 2.8 GHz Pentium processor; 512 MB memory; 80GB hard drive; 32/48x CD-ROMDVD combo; 1.44MB network interface card; video 32 MB NVIDIA; a 18 inch flat panel monitor. The computer is used throughout the facility to input, manipulate and retrieve information.
R7200 | Refrigerator, 20 Cubic Feet | 1 | VV | Commercial refrigerator, 20 cubic feet approximately 80" H x 32" D x 27" W. This unit is generally used to store perishable goods for safekeeping in commercial kitchens, hospitals and schools.
22 - STAFF SUPPORT AREA | 22 - STAFF SUPPORT AREA | 22 - STAFF SUPPORT AREA | 22 - STAFF SUPPORT AREA | 22 - STAFF SUPPORT AREA
1 - WRTM2 - Tele-Health Room | 1 - WRTM2 - Tele-Health Room | 1 - WRTM2 - Tele-Health Room | 1 - WRTM2 - Tele-Health Room | 1 - WRTM2 - Tele-Health Room
JSN | NAME | QTY | ACQ | DESCRIPTION
A1010 | Telecommunication Outlet | 1 | CC | Telecommunication outlet location.
A1012 | Telephone, Wall Mounted, 1 Line | 1 | VV | Telephone, wall mounted, 1 line.
A1132 | Rail, Accessory Mounting, Length As Required | 1 | VC | Horizontal equipment mounting rail with lock mounting devices capable of; supporting up to 75 pounds each, being repositioned, and mounting and dismounting of equipment without the use of tools (special tools may be required to unlock adapter that was previously locked to the rail). The rail must be capable of supporting medical equipment and accessories normally found in exam or patient rooms. The rail system must be capable of mounting and dismounting equipment without leaving or creating new holes in the finished surface of the wall. The rail system utilizes a series of mounting plates and adapters specific to the device being mounted to the rail. The plate and adapter rail mounting kit must be specified to match the equipment being mounted to the equipment rail.
A5075 | Dispenser, Soap, Disposable | 1 | VV | Disposable soap dispenser. One-handed dispensing operation. Designed to accommodate disposable soap cartridge and valve.
A5077 | Dispenser, Hand Sanitizer, Hands-Free | 1 | VV | A touch free wall-mounted hand sanitizer dispenser. For use throughout a healthcare facility. Unit does not include the sanitizing liquid. Units are battery operated.
A5080 | Dispenser, Paper Towel, SS, Surface Mounted | 1 | CC | A surface mounted, satin finish stainless steel, single-fold, paper towel dispenser. Dispenser features: tumbler lock; front hinged at bottom; and refill indicator slot. Minimum capacity 400 single-fold paper towels. For general purpose use throughout the facility.
A5107 | Dispenser, Glove, Surgical/Examination, Wall Mntd | 1 | VV | Examination three (Small Medium, Large) glove dispenser box for wall mounting. Fabricated of either cold rolled steel with a white baked enamel finish, plastic or acrylic. Hardware not included, Option 3 powder coated steel.
A5108 | Waste Disposal Unit, Sharps | 1 | VV | A container for collecting and transporting syringes and other sharps for decontamination and disposal. Available in 2 gallon and 8 gallon with locking rotor. Complies with OSHA regulations for handling sharps.
A5145 | Hook, Garment, Double, SS, Surface Mounted | 1 | CC | A surface mounted, satin finish stainless steel, double garment hook. Equipped with a concealed mounting bracket that is secured to a concealed wall plate. For general purpose use throughout the facility to hang various items of apparel.
A5180 | Track, Cubicle, Surface Mounted, With Curtain | 9 | VV | Surface mounted cubicle track, with curtain. Track constructed of thick extruded aluminum. Equipped with self lubricating carriers, beaded drop chain hooks, and flame resistant curtain. To include removable end caps. Designed to be suspended around patient areas where privacy is needed. Price listed is per foot of the track, curtains to be priced per quote.
C02Q0 | Cabinet, Sink, U/C/B, 1 Door, 36x24x22 | 1 | CC | Standing height under counter base sink cabinet with a solid right or left-hinged door (appropriate door configuration to be indicated on equipment elevation drawings). Also referred to as a single-door sink cabinet. For general purpose use throughout the facility where a sink is to be used. Coordinate actual clear cabinet dimension with the actual outside dimension of sink that is specified to ensure that they are compatible.
CD040 | Cabinet, W/H, 2 Shelf, 2 DO, Sloping Top, 38x36x13 | 1 | CC | Wall hung cabinet with two adjustable shelves, solid hinged doors, and sloping top. Also referred to as a solid hinged double door wall case. For general purpose use throughout the facility.
CS010 | Sink, SS, Single Compartment, 7.5x12x12 ID | 1 | CC | Single compartment stainless steel sink, drop-in, self-rimming, ledge-type, connected with a drain and provided with a mixing faucet. It shall also be provided with pre-punched fixture holes on 4" center, integral back ledge to accommodate deck-mounted fixtures, brushed/polished interior and top surfaces, and sound deadened. Recommended for use in suspended or U/C/B sink cabinets having a high plastic laminate or Chemsurf laminate countertop/work surface. For general purpose use throughout the facility.
CT020 | Countertop, Solid Surface | 1 | CC | A solid, nonporous countertop with a smooth seamless appearance. Easy to clean and maintain and with proper cleaning does not support the growth of mold. An acrylic-based solid surface product. Standard thickness of 1", and a 4" butt backsplash/curb. Also referred to as a work surface or work top. Available in a choice of colors and depths. Used in lab and other hospital areas requiring optimum physical and chemical resisting properties.
E0948 | Cart, General Storage, Mobile, 42"H x 32"W x 22"D | 1 | VV | THIS TYPICAL INCLUDES: 1 Cart Body, Style-A Narrow, w/Raised Edge Top 2 Drawers, 3" H 4 Drawers, 6" H 1 Accessory Rail, Side Drawer Organizer Bins
F0205 | Chair, Side With Arms | 1 | VV | Upholstered side chair, 32" high X 21" wide X 23" deep with arms, padded seats and padded backs. Seat height is a minimum of 17". Available with or without sled base.
F0340 | Stool, Self Adjusting | 1 | VV | Self adjusting stool. Consists of a foam padded upholstered seat with attached foot rest for added comfort. Mounted on swivel casters. Designed for doctor's use during examinations.
F2000 | Basket, Wastepaper, Fire Resistant | 1 | VV | Wastepaper basket, fire resistant, approximately 40 quart capacity. This unit is used to collect and temporarily store small quantities of paper refuse in patient rooms, administrative areas and nursing stations. Size and shape varies depending on the application and manufacturer selected.
F3025 | Board, Bulletin, Wood Framed | 1 | VV | Bulletin board approximately 36"W x 24"H. Wood framed 1/2" cork posting panel with moisture proof backing. Units are factory assembled and have keyhole hangers for easy installation.
F3200 | Clock, Battery, 12" Diameter | 1 | VV | Clock, 12" diameter. Round surface, easy to read numbers with sweep second hand. Wall mounted unit for use when impractical to install a fully synchronized clock system. Battery operated, (batteries not included).
M0506 | Television, Flat Screen | 1 | VV | Flat screen television with approximately 32'" to 40' diagonal screen size. The TV will have built-in speakers, NTSC tuner, a 16:9 wide screen aspect ratio, a minimum of 1280 x 768 resolution and a remote control.
M0508 | Telemedicine Station, Mobile Cart | 1 | VV | Mobile telemedicine station configured with one or two monitors, camera, speakers, microphone and computer. Items are mounted on a five caster cart.
M1801 | Computer, Microprocessing, w/Flat Panel Monitor | 1 | VV | Desk top microprocessing computer. The unit shall consist of a central processing mini tower, flat panel monitor, keyboard, mouse and speakers. The system shall have the following minimum characteristics: a 2.8 GHz Pentium processor; 512 MB memory; 80GB hard drive; 32/48x CD-ROMDVD combo; 1.44MB network interface card; video 32 MB NVIDIA; a 18 inch flat panel monitor. The computer is used throughout the facility to input, manipulate and retrieve information.
M1803 | Workstation, Computer, Wall Mounted, Adjustable | 1 | VV | A wall mounted computer workstation with height adjustable monitor and keyboard arms. Keyboard and monitor can be stored within 8" to 10" of wall. Fingertip adjustability for keyboard and monitor enable frequent position changes. Unit contains an integrated cable management system to hide wires. A separate wall-mounted CPU holder is included.
M4100 | Sphygmomanometer, Aneroid, Wall Mounted | 1 | VV | Aneroid sphygmomanometer. Unit is wall mounted and has large graphic dial display for easy reading from all angles. It has a 90 degree (angle) swivel and 10 degree (angle) forward tilt to reduce glare. Unit accuracy is within 1% of reading. Sturdy impact-resistant construction.
M4200 | Otoscope/Ophthalmoscope, Wall Mounted | 1 | VV | Wall mounted otoscope and ophthalmoscope. Includes 6 foot line cord and plug and accepts and includes two handles. Contains head turn-on/turn-off, built-in speculum tray and 8 foot coiled cords. Unit is designed for use in patient exam rooms.
M7401 | Light, Exam, Mobile, Spotlight, Mobile Stand | 1 | VV | The exam light shall be a mobile floor unit. The light will be a halogen bulb or LED that can produce a continuous and homogeneous spot of light adjustable from 5 to 9 inches in diameter from a set distance. The light intensity shall be a minimum of 750 foot-candles at a distance of 16 inches and have a color temperature of 3,200 degrees Kelvin. The unit will consist of an arm or sleeve of approximately 45 inches in length to allow for easy arm rotation and arm movement up and down. The unit shall be mounted on a caster base for easy movement.,
M9025 | Table, Examination/Treatment, With Cabinet | 1 | VV | Table, examination/treatment with cabinet. Cabinet type exam table with three section upholstered top adjustable to a full chair position. Concealed heel stirrups, dual outlets, drawers, and storage space with optional armboard. Unit is designed for general use in examination/treatment rooms.
2 - RCA06 - Alcove, Medication | 2 - RCA06 - Alcove, Medication | 2 - RCA06 - Alcove, Medication | 2 - RCA06 - Alcove, Medication | 2 - RCA06 - Alcove, Medication
JSN | NAME | QTY | ACQ | DESCRIPTION
A1010 | Telecommunication Outlet | 1 | CC | Telecommunication outlet location.
A5075 | Dispenser, Soap, Disposable | 1 | VV | Disposable soap dispenser. One-handed dispensing operation. Designed to accommodate disposable soap cartridge and valve.
A5082 | Dispenser, Paper Towel, Sensor, Hands Free | 1 | CC | A surface mounted, sensor activated, automatic, roll paper towel dispenser. The unit dispenses a paper towel automatically only when hands are place in position below the dispenser for maximum sanitation and hygiene. May include adjustable settings for sheet length, time delay, and sensor range. Unit is battery operated or with optional AC power adapter.
A5107 | Dispenser, Glove, Surgical/Examination, Wall Mntd | 1 | VV | Examination three (Small Medium, Large) glove dispenser box for wall mounting. Fabricated of either cold rolled steel with a white baked enamel finish, plastic or acrylic. Hardware not included, Option 3 powder coated steel.
A5108 | Waste Disposal Unit, Sharps | 1 | VV | A container for collecting and transporting syringes and other sharps for decontamination and disposal. Available in 2 gallon and 8 gallon with locking rotor. Complies with OSHA regulations for handling sharps.
CS010 | Sink, SS, Single Compartment, 7.5x12x12 ID | 1 | CC | Single compartment stainless steel sink, drop-in, self-rimming, ledge-type, connected with a drain and provided with a mixing faucet. It shall also be provided with pre-punched fixture holes on 4" center, integral back ledge to accommodate deck-mounted fixtures, brushed/polished interior and top surfaces, and sound deadened. Recommended for use in suspended or U/C/B sink cabinets having a high plastic laminate or Chemsurf laminate countertop/work surface. For general purpose use throughout the facility.
CT020 | Countertop, Solid Surface | 1 | CC | A solid, nonporous countertop with a smooth seamless appearance. Easy to clean and maintain and with proper cleaning does not support the growth of mold. An acrylic-based solid surface product. Standard thickness of 1", and a 4" butt backsplash/curb. Also referred to as a work surface or work top. Available in a choice of colors and depths. Used in lab and other hospital areas requiring optimum physical and chemical resisting properties.
F2000 | Basket, Wastepaper, Fire Resistant | 1 | VV | Wastepaper basket, fire resistant, approximately 40 quart capacity. This unit is used to collect and temporarily store small quantities of paper refuse in patient rooms, administrative areas and nursing stations. Size and shape varies depending on the application and manufacturer selected.
M1801 | Computer, Microprocessing, w/Flat Panel Monitor | 1 | VV | Desk top microprocessing computer. The unit shall consist of a central processing mini tower, flat panel monitor, keyboard, mouse and speakers. The system shall have the following minimum characteristics: a 2.8 GHz Pentium processor; 512 MB memory; 80GB hard drive; 32/48x CD-ROMDVD combo; 1.44MB network interface card; video 32 MB NVIDIA; a 18 inch flat panel monitor. The computer is used throughout the facility to input, manipulate and retrieve information.
M1803 | Workstation, Computer, Wall Mounted, Adjustable | 1 | VV | A wall mounted computer workstation with height adjustable monitor and keyboard arms. Keyboard and monitor can be stored within 8" to 10" of wall. Fingertip adjustability for keyboard and monitor enable frequent position changes. Unit contains an integrated cable management system to hide wires. A separate wall-mounted CPU holder is included.
M3150 | Distribution System, Medication, Automatic | 1 | VV | An automated dispensing system that provides controlled dispensing, inventory and security. Size and cost will vary dependent on number of modules selected.
R6200 | Refrigerator, U/C or F/S, 5 Cu Ft | 1 | VV | Utility refrigerator approximately 35" H x 24" W x 26" D. The unit has a two tray ice cube cooling system. The refrigerator fits standard architectural dimensions for undercounter installation. The unit is perfect for use in nurses' station, wards, and laboratories, pharmacies or wherever space is limited.
3 - SRE01 - Storage, Equipment | 3 - SRE01 - Storage, Equipment | 3 - SRE01 - Storage, Equipment | 3 - SRE01 - Storage, Equipment | 3 - SRE01 - Storage, Equipment
JSN | NAME | QTY | ACQ | DESCRIPTION
A1010 | Telecommunication Outlet | 1 | CC | Telecommunication outlet location.
M2055 | Shelving, Storage, Wire, CRS, w/Adjustable Shelves | 4 | VV | Stationary, wire, shelving unit. Unit has fully adjustable shelves constructed of stainless steel. For use in general purpose storage areas. Shelving is provided in various sizes and configurations. Price provided is for a unit approximately 74"H x 18"D x 48"W with four shelves.
4 - WRTM1 - Teamwork Area, Clinical Support | 4 - WRTM1 - Teamwork Area, Clinical Support | 4 - WRTM1 - Teamwork Area, Clinical Support | 4 - WRTM1 - Teamwork Area, Clinical Support | 4 - WRTM1 - Teamwork Area, Clinical Support
JSN | NAME | QTY | ACQ | DESCRIPTION
A1010 | Telecommunication Outlet | 4 | CC | Telecommunication outlet location.
A1015 | Telephone, Desk, Multiple Line | 2 | VV | Telephone, desk, multiple line.
E0123 | Workstation, Straight, Free Standing, 72" W | 4 | VV | This JSN will provide a whole work station typical to quickly plan work in areas in clinical or administrative spaces. There will be a price decrease if typical work stations are used with vertical hanging strips instead of panels. THIS TYPICAL INCLUDES: 4 Standard Solid Panels 2 Panel Connectors, 2-Way Corner 1 Panel-to-Panel Connector 2 Finished End Hardware 1 Cantilevered, Work Surface 2 Lockable Flipper Units 2 Shelf, Storage/Displays 2 Lights 1 Tack board 1 Tool Rail 1 Paper Tray 1 Diagonal Tray 1 Adjustable Keyboard Tray 1 Mobile Pedestal, Box/File
F0275 | Chair, Swivel, High Back | 4 | VV | Highback contemporary swivel chair, 41" high X 23" wide X 23" deep with five (5) caster swivel base and arms. Chair may be used at desks or in conference rooms. Back and seat are foam padded and upholstered with either woven textile fabric or vinyl.
F0420 | Cabinet, Filing, Lateral, Half Height | 2 | VV | Half height two (2) or three (3) drawer lateral filing cabinet, 28" high X 42" wide X 18" deep with recessed handles, locking device and drawer label holders. Drawers are adaptable to either letter or legal size materials.
F2000 | Basket, Wastepaper, Fire Resistant | 4 | VV | Wastepaper basket, fire resistant, approximately 40 quart capacity. This unit is used to collect and temporarily store small quantities of paper refuse in patient rooms, administrative areas and nursing stations. Size and shape varies depending on the application and manufacturer selected.
F3200 | Clock, Battery, 12" Diameter | 1 | VV | Clock, 12" diameter. Round surface, easy to read numbers with sweep second hand. Wall mounted unit for use when impractical to install a fully synchronized clock system. Battery operated, (batteries not included).
M1801 | Computer, Microprocessing, w/Flat Panel Monitor | 4 | VV | Desk top microprocessing computer. The unit shall consist of a central processing mini tower, flat panel monitor, keyboard, mouse and speakers. The system shall have the following minimum characteristics: a 2.8 GHz Pentium processor; 512 MB memory; 80GB hard drive; 32/48x CD-ROMDVD combo; 1.44MB network interface card; video 32 MB NVIDIA; a 18 inch flat panel monitor. The computer is used throughout the facility to input, manipulate and retrieve information.
5 - CFR01 - Training Room, Staff | 5 - CFR01 - Training Room, Staff | 5 - CFR01 - Training Room, Staff | 5 - CFR01 - Training Room, Staff | 5 - CFR01 - Training Room, Staff
JSN | NAME | QTY | ACQ | DESCRIPTION
A1020 | Telephone, Conferencing System | 1 | VV | A tabletop telephone conferencing system typically found in a conference room. Features and accessories include 12-key telephone keypad, multiple conferencing navigation keys, console microphones, dynamic noise reduction, LCD display, caller ID and console loudspeaker.
A5212 | Bracket, Television, Wall-Mounted, Tilt/Angle | 1 | VV | A wall mounted, tilt/angled TV bracket for 37" to 80" TVs. Mount will be a universal and VESA compliant unit with a load capacity of up to 130 lbs.
A5220 | Bracket, Television, Wall Backing | 1 | CC | Wall mounted television bracket backing which provides additional support and strength for the installation of the television bracket. Option available for interior or exterior plate and sized for 12â€ 16â€ or 24â€ stud spacing.
F0220 | Chair, Conference | 8 | VV | Conference chair designed to complement the executive furniture package selected. Foam rubber cushioned seats and backs covered with either woven fabric or vinyl. Base with 5 (five) swivel casters.
F0700 | Table, Computer, Medium Size | 1 | VV | Medium sized computer table, approximately 35" high x 48" wide x 30" deep with enough surface for a CPU, monitor, keyboard and (optional) printer.
F0765 | Table, Folding / Nesting | 4 | VV | Folding table intended for a variety of uses. Designed with a flip top that allows tables to store nested to minimize needed storage space. Available in multiple laminate finish colors/patterns, bases, surface shapes (description and pricing based on a rectangle shape) and edge finish, . Available with leveling glides or casters (2 locking, 2 non-locking).
F2000 | Basket, Wastepaper, Fire Resistant | 1 | VV | Wastepaper basket, fire resistant, approximately 40 quart capacity. This unit is used to collect and temporarily store small quantities of paper refuse in patient rooms, administrative areas and nursing stations. Size and shape varies depending on the application and manufacturer selected.
F3200 | Clock, Battery, 12" Diameter | 1 | VV | Clock, 12" diameter. Round surface, easy to read numbers with sweep second hand. Wall mounted unit for use when impractical to install a fully synchronized clock system. Battery operated, (batteries not included).
M0507 | Video Teleconferencing System | 1 | VV | Shall be a video conferencing unit consisting of a camera, microphone, video/audio compression components, a component cart and a 32 inch monitor. It shall provide live audio-visual conferencing capabilities to dispersed geographic sites.
M0512 | Television, HDTV, Large Screen, 60" | 1 | VV | A high definition (HDTV) multimedia, slim design, 60"W to 65"W color television. The TV will have a 16.9 wide screen aspect ratio with full HD 1080p resolution and HDMI connections. TV may be LED, Plasma or LCD. TV will include a stand.
M1801 | Computer, Microprocessing, w/Flat Panel Monitor | 1 | VV | Desk top microprocessing computer. The unit shall consist of a central processing mini tower, flat panel monitor, keyboard, mouse and speakers. The system shall have the following minimum characteristics: a 2.8 GHz Pentium processor; 512 MB memory; 80GB hard drive; 32/48x CD-ROMDVD combo; 1.44MB network interface card; video 32 MB NVIDIA; a 18 inch flat panel monitor. The computer is used throughout the facility to input, manipulate and retrieve information.
6 - CFR01 - Conference Room | 6 - CFR01 - Conference Room | 6 - CFR01 - Conference Room | 6 - CFR01 - Conference Room | 6 - CFR01 - Conference Room
JSN | NAME | QTY | ACQ | DESCRIPTION
A1020 | Telephone, Conferencing System | 1 | VV | A tabletop telephone conferencing system typically found in a conference room. Features and accessories include 12-key telephone keypad, multiple conferencing navigation keys, console microphones, dynamic noise reduction, LCD display, caller ID and console loudspeaker.
A5212 | Bracket, Television, Wall-Mounted, Tilt/Angle | 1 | VV | A wall mounted, tilt/angled TV bracket for 37" to 80" TVs. Mount will be a universal and VESA compliant unit with a load capacity of up to 130 lbs.
A5220 | Bracket, Television, Wall Backing | 1 | CC | Wall mounted television bracket backing which provides additional support and strength for the installation of the television bracket. Option available for interior or exterior plate and sized for 12â€ 16â€ or 24â€ stud spacing.
F0220 | Chair, Conference | 8 | VV | Conference chair designed to complement the executive furniture package selected. Foam rubber cushioned seats and backs covered with either woven fabric or vinyl. Base with 5 (five) swivel casters.
F0700 | Table, Computer, Medium Size | 1 | VV | Medium sized computer table, approximately 35" high x 48" wide x 30" deep with enough surface for a CPU, monitor, keyboard and (optional) printer.
F0765 | Table, Folding / Nesting | 4 | VV | Folding table intended for a variety of uses. Designed with a flip top that allows tables to store nested to minimize needed storage space. Available in multiple laminate finish colors/patterns, bases, surface shapes (description and pricing based on a rectangle shape) and edge finish, . Available with leveling glides or casters (2 locking, 2 non-locking).
F2000 | Basket, Wastepaper, Fire Resistant | 1 | VV | Wastepaper basket, fire resistant, approximately 40 quart capacity. This unit is used to collect and temporarily store small quantities of paper refuse in patient rooms, administrative areas and nursing stations. Size and shape varies depending on the application and manufacturer selected.
F3200 | Clock, Battery, 12" Diameter | 1 | VV | Clock, 12" diameter. Round surface, easy to read numbers with sweep second hand. Wall mounted unit for use when impractical to install a fully synchronized clock system. Battery operated, (batteries not included).
M0507 | Video Teleconferencing System | 1 | VV | Shall be a video conferencing unit consisting of a camera, microphone, video/audio compression components, a component cart and a 32 inch monitor. It shall provide live audio-visual conferencing capabilities to dispersed geographic sites.
M0512 | Television, HDTV, Large Screen, 60" | 1 | VV | A high definition (HDTV) multimedia, slim design, 60"W to 65"W color television. The TV will have a 16.9 wide screen aspect ratio with full HD 1080p resolution and HDMI connections. TV may be LED, Plasma or LCD. TV will include a stand.
M1801 | Computer, Microprocessing, w/Flat Panel Monitor | 1 | VV | Desk top microprocessing computer. The unit shall consist of a central processing mini tower, flat panel monitor, keyboard, mouse and speakers. The system shall have the following minimum characteristics: a 2.8 GHz Pentium processor; 512 MB memory; 80GB hard drive; 32/48x CD-ROMDVD combo; 1.44MB network interface card; video 32 MB NVIDIA; a 18 inch flat panel monitor. The computer is used throughout the facility to input, manipulate and retrieve information.
7 - LAC01 - Lactation Room | 7 - LAC01 - Lactation Room | 7 - LAC01 - Lactation Room | 7 - LAC01 - Lactation Room | 7 - LAC01 - Lactation Room
JSN | NAME | QTY | ACQ | DESCRIPTION
A1080 | Mirror, Posture, Wall Mounted | 1 | CC | Wall mounted posture mirror. Consists of a 1/4" plate glass in a sturdy corrosion resistant frame with water proof back. For educational and therapy programs.
A4995 | Table, Diaper Changing, Wall Mounted | 1 | CC | Wall mounted diaper changing table for use in public restrooms. Unit is a fold down system that folds upward when not in use for minimal intrusion into the room. Changing surface is contoured and has safety belt to insure that an infant will not fall from the table. Table is designed to hold no less than 250 pounds static weight. Closed dimensions are approximately 21" H x 36" W x 5" D. Open dimensions vary according to style. One system's open dimensions are 15 " high, 32" wide and 19" deep.
A5075 | Dispenser, Soap, Disposable | 1 | VV | Disposable soap dispenser. One-handed dispensing operation. Designed to accommodate disposable soap cartridge and valve.
A5077 | Dispenser, Hand Sanitizer, Hands-Free | 1 | VV | A touch free wall-mounted hand sanitizer dispenser. For use throughout a healthcare facility. Unit does not include the sanitizing liquid. Units are battery operated.
A5082 | Dispenser, Paper Towel, Sensor, Hands Free | 1 | CC | A surface mounted, sensor activated, automatic, roll paper towel dispenser. The unit dispenses a paper towel automatically only when hands are place in position below the dispenser for maximum sanitation and hygiene. May include adjustable settings for sheet length, time delay, and sensor range. Unit is battery operated or with optional AC power adapter.
A5145 | Hook, Garment, Double, SS, Surface Mounted | 1 | CC | A surface mounted, satin finish stainless steel, double garment hook. Equipped with a concealed mounting bracket that is secured to a concealed wall plate. For general purpose use throughout the facility to hang various items of apparel.
C0035 | Rail, Apron, 4x24x1 | 2 | CC | Apron rail. Also referred to as an apron front, apron panel, or knee space rail. Used to close in front knee space area and/or provide work surface support between two base cabinets or a base cabinet and wall. Apron rails should be ordered in pairs to provide both front and rear work surface support.
C02D0 | Cabinet, U/C/B, 4 Drawer, 36x24x22 | 1 | CC | Standing height under counter base cabinet with four full width drawers of equal height. Also referred to as a drawer cabinet. For general purpose use throughout the facility.
CS040 | Sink, SS, Single Compartment, 7.5x14x14 ID | 1 | CC | Single compartment stainless steel sink, drop-in, self-rimming, ledge-type, connected with a drain and provided with a mixing faucet. It shall also be provided with pre-punched fixture holes on 4" center, integral back ledge to accommodate deck-mounted fixtures, brushed/polished interior and top surfaces, and sound deadened. Recommended for use in suspended or U/C/B sink cabinets having a high plastic laminate or Chemsurf laminate countertop/work surface. Coordinate actual outside sink dimensions with the actual clear dimension of cabinet specified to ensure that they are compatible. For general purpose use throughout the facility.
CT020 | Countertop, Solid Surface | 6 | CC | A solid, nonporous countertop with a smooth seamless appearance. Easy to clean and maintain and with proper cleaning does not support the growth of mold. An acrylic-based solid surface product. Standard thickness of 1", and a 4" butt backsplash/curb. Also referred to as a work surface or work top. Available in a choice of colors and depths. Used in lab and other hospital areas requiring optimum physical and chemical resisting properties.
F0255 | Chair, Easy | 1 | VV | Easy chair approximately 35" high X 28" wide X 32" deep with arms and floor glides. Arms, back and seat are foam padded and upholstered in woven textile fabric or vinyl.
F0740 | Table, Occasional, Lamp | 1 | VV | Occasional lamp table (end table) approximately 20" high X 27" wide X 27" deep with choice of finishes (wood, oak veneer, or high pressure laminate).
F2010 | Basket, Wastepaper, Step-On | 1 | VV | "Step-on" wastepaper basket with inner liner and foot petal activated flip top.
R6200 | Refrigerator, U/C or F/S, 5 Cu Ft | 1 | VV | Utility refrigerator approximately 35" H x 24" W x 26" D. The unit has a two tray ice cube cooling system. The refrigerator fits standard architectural dimensions for undercounter installation. The unit is perfect for use in nurses' station, wards, and laboratories, pharmacies or wherever space is limited.
8 - SL001 - Lounge, Staff | 8 - SL001 - Lounge, Staff | 8 - SL001 - Lounge, Staff | 8 - SL001 - Lounge, Staff | 8 - SL001 - Lounge, Staff
JSN | NAME | QTY | ACQ | DESCRIPTION
A1010 | Telecommunication Outlet | 1 | CC | Telecommunication outlet location.
A1012 | Telephone, Wall Mounted, 1 Line | 1 | VV | Telephone, wall mounted, 1 line.
A1080 | Mirror, Posture, Wall Mounted | 1 | CC | Wall mounted posture mirror. Consists of a 1/4" plate glass in a sturdy corrosion resistant frame with water proof back. For educational and therapy programs.
A5075 | Dispenser, Soap, Disposable | 1 | VV | Disposable soap dispenser. One-handed dispensing operation. Designed to accommodate disposable soap cartridge and valve.
A5080 | Dispenser, Paper Towel, SS, Surface Mounted | 1 | CC | A surface mounted, satin finish stainless steel, single-fold, paper towel dispenser. Dispenser features: tumbler lock; front hinged at bottom; and refill indicator slot. Minimum capacity 400 single-fold paper towels. For general purpose use throughout the facility.
A5145 | Hook, Garment, Double, SS, Surface Mounted | 1 | CC | A surface mounted, satin finish stainless steel, double garment hook. Equipped with a concealed mounting bracket that is secured to a concealed wall plate. For general purpose use throughout the facility to hang various items of apparel.
A5210 | Bracket, Television, Wall Mounted, w/Adjust Arm | 1 | VV | Wall mounted television bracket with adjustable arm. Consists of movable arm with minimum 120 degree swivel. Designed for holding wall mounted, flat panel television units in patient rooms.
A5220 | Bracket, Television, Wall Backing | 1 | CC | Wall mounted television bracket backing which provides additional support and strength for the installation of the television bracket. Option available for interior or exterior plate and sized for 12â€ 16â€ or 24â€ stud spacing.
C02C0 | Cabinet, U/C/B, 1 Shelf, 1 Drawer, 1 DO, 36x24x22 | 1 | CC | Standing height under counter base cabinet with an adjustable shelf and a full width drawer above a solid right or left-hinged door (appropriate door hinge configuration to be indicated on equipment elevation drawings). Also referred to as a combination cabinet or a drawer and cupboard cabinet. For general purpose use throughout the facility.
C02D0 | Cabinet, U/C/B, 4 Drawer, 36x24x22 | 1 | CC | Standing height under counter base cabinet with four full width drawers of equal height. Also referred to as a drawer cabinet. For general purpose use throughout the facility.
C04P0 | Cabinet, Sink, U/C/B, 2 Door, 36x36x22 | 1 | CC | Standing height under counter base sink cabinet with solid hinged doors. Also referred to as a double-door sink cabinet. For general purpose use throughout the facility where a sink is to be used. Coordinate actual clear cabinet dimension with the actual outside dimension of sink that is specified to ensure that they are compatible.
CB020 | Cabinet, W/H, 2 Shelf, 1 DO, Sloping Top, 38x24x13 | 2 | CC | Wall hung cabinet with two adjustable shelves, solid right or left-hinged door (appropriate door hinge configuration to be indicated on equipment elevation drawings), and sloping top. Also referred to as a solid hinged single door case. For general purpose use throughout the facility.
CS010 | Sink, SS, Single Compartment, 7.5x12x12 ID | 1 | CC | Single compartment stainless steel sink, drop-in, self-rimming, ledge-type, connected with a drain and provided with a mixing faucet. It shall also be provided with pre-punched fixture holes on 4" center, integral back ledge to accommodate deck-mounted fixtures, brushed/polished interior and top surfaces, and sound deadened. Recommended for use in suspended or U/C/B sink cabinets having a high plastic laminate or Chemsurf laminate countertop/work surface. For general purpose use throughout the facility.
CT020 | Countertop, Solid Surface | 7 | CC | A solid, nonporous countertop with a smooth seamless appearance. Easy to clean and maintain and with proper cleaning does not support the growth of mold. An acrylic-based solid surface product. Standard thickness of 1", and a 4" butt backsplash/curb. Also referred to as a work surface or work top. Available in a choice of colors and depths. Used in lab and other hospital areas requiring optimum physical and chemical resisting properties.
F0225 | Chair, Dining Room | 4 | VV | Dining room chair with glides. Chair has straight legs with cushioned cloth or vinyl seat.
F0795 | Table, Dining | 1 | VV | Dining table. Round 42" diameter or square 42" X 42". Used in dining facilities and can comfortably seat up to four (4) persons.
F2015 | Basket, Wastepaper, Metal/Plastic,2 Swinging Doors | 1 | VV | Metal receptacle for soiled / used towels or waste. Equipped with a removable tapered top with two independently operating self-closing, spring hinged doors. Used in public facilities for the collection and temporary storage of refuse.
F3065 | Whiteboard/Bulletin Board, Combination | 1 | VV | A combination whiteboard and bulletin board, half LCS and half cork. Available with either aluminum or wood frame. It can be used in patient rooms or in any appropriate space in the facility.
F3200 | Clock, Battery, 12" Diameter | 1 | VV | Clock, 12" diameter. Round surface, easy to read numbers with sweep second hand. Wall mounted unit for use when impractical to install a fully synchronized clock system. Battery operated, (batteries not included).
K1552 | Brewer, Coffee, Auto, Elect, 3 Burner, Front/Back | 1 | VV | Space saving front to back automatic coffee maker. This unit includes a heating tank, connection for a cold water supply, decanter service with three burners, funnel and a water flow controller. The unit is used for semi-automatic coffee brewing in cafeterias and commercial institutions. The unit automatically shuts off the water flow when enough has passed through to fill the pot. The unit is normally provided plumbed with a hot water faucet to the side for making other hot drinks (tea, cider, cocoa, etc.). The database height dimension does not include the clearance for coffee decanters warming on the upper burners.
K4665 | Oven, Microwave, Consumer | 1 | VV | Counter mounted microwave oven for average duty use. The exterior cabinet can be metal or heavy duty impact resistant plastic. The oven delivers instant energy for rapid heating, defrosting or prime cooking. The oven has touch pad controls, digital timer, power level selector and preprogrammed selectors for commonly cooked items. This oven is commonly found in staff lounges.
M0515 | Television, HD, 40" Class | 1 | VV | High definition (HDTV) multimedia flat panel LED 40" class display television. The TV will have a 16:9 wide screen aspect ratio, minimum of 1920 x 1080 display resolution, digital tuner, minimum refresh rate of 60Hz, minimum of two HDMI ports and 1 USB port ENERGY STAR certified.
R7250 | Refrigerator/Freezer, 20 Cubic Feet | 1 | VV | Refrigerator/freezer unit. This type unit includes a food saver system that helps keep food fresher. It also includes roll out wheels and is equipped for an optional automatic icemaker. This unit is of commercial or residential design and use.
9 - LR001 - Locker, Staff Personal Property | 9 - LR001 - Locker, Staff Personal Property | 9 - LR001 - Locker, Staff Personal Property | 9 - LR001 - Locker, Staff Personal Property | 9 - LR001 - Locker, Staff Personal Property
JSN | NAME | QTY | ACQ | DESCRIPTION
A1030 | Locker, 2 Person, Over/Under | 12 | VV | Two person locker, double tier, 72Hx12Wx18D. This unit includes hooks for coats and hats. Door equipped with safety guard handles. Designed for storage of coats, hats, and other personal belongings. Other width and depths are available.
A1080 | Mirror, Posture, Wall Mounted | 1 | CC | Wall mounted posture mirror. Consists of a 1/4" plate glass in a sturdy corrosion resistant frame with water proof back. For educational and therapy programs.
10 - TNPG1 - Toilet, Staff | 10 - TNPG1 - Toilet, Staff | 10 - TNPG1 - Toilet, Staff | 10 - TNPG1 - Toilet, Staff | 10 - TNPG1 - Toilet, Staff
JSN | NAME | QTY | ACQ | DESCRIPTION
A1067 | Mirror, Float Glass, ADA Accessible | 1 | CC | A high quality 1/4" polished float glass mirror with a stainless steel frame. Frame holds mirror in a tilted position for accessibility and compliance with ADA requirements. Mirror has a galvanized steel back secured to frame with concealed screws with integral horizontal hanging brackets. Mirror shall be approximately 18" wide and 36" high. Other sizes are available.
A5075 | Dispenser, Soap, Disposable | 1 | VV | Disposable soap dispenser. One-handed dispensing operation. Designed to accommodate disposable soap cartridge and valve.
A5082 | Dispenser, Paper Towel, Sensor, Hands Free | 1 | CC | A surface mounted, sensor activated, automatic, roll paper towel dispenser. The unit dispenses a paper towel automatically only when hands are place in position below the dispenser for maximum sanitation and hygiene. May include adjustable settings for sheet length, time delay, and sensor range. Unit is battery operated or with optional AC power adapter.
A5090 | Disposal, Sanitary Napkin, SS, Surface Mounted | 1 | CC | A surface mounted, satin finish stainless steel, sanitary napkin disposal. Disposal features a flip-up cover, secured to the container by a heavy duty stainless steel piano-hinge. Disposal may be secured to wall or toilet partition. For general purpose use in female toilet stalls or rooms and uni-sex toilet rooms.
A5109 | Grab Bar, ABA Compliant, SS, 2-Wall, W/C Accessible | 1 | CC | 2-wall toilet stall/room grab bar with concealed mounting flanges and a satin finish stainless steel peened gripping surface.. Snap over flanges are provided to conceal mounting screws. A selection of mounting kits and concealed anchor devices are available from the manufacturers for different types of installations. Grab bar shall comply with all barrier-free accessibility guidelines for design, sizing, positioning, installation, and structural strength. For typical water closet applications in toilet stalls and rooms where Architectural Barriers Act grab bar requirements must be met.
A5145 | Hook, Garment, Double, SS, Surface Mounted | 1 | CC | A surface mounted, satin finish stainless steel, double garment hook. Equipped with a concealed mounting bracket that is secured to a concealed wall plate. For general purpose use throughout the facility to hang various items of apparel.
A5200 | Dispenser, Toilet Tissue, SS, 2-Roll, Surface Mntd | 1 | CC | A concealed surface mounted, double roll, satin finish stainless steel, toilet tissue dispenser. Unit accommodates two standard-core toilet tissue rolls through 5" in diameter. Spindles are chrome plated plastic with a heavy-duty internal spring and turn freely for non-controlled delivery. For general purpose use in restrooms.
F2010 | Basket, Wastepaper, Step-On | 1 | VV | "Step-on" wastepaper basket with inner liner and foot petal activated flip top.
P3200 | Lavatory, Vitreous China, Slab Type w/Sens Op Fauc | 1 | CC | Wall mounted, slab type, vitreous china, lavatory (approximately 7 x 15 x 10 inches) with faucet holes on 4 inch centers; electronic sensor operated, goose neck spout and grid strainer. It shall be suitable for use in clinics, offices and patient care areas.
P9050 | Toilet, Wall Hung, Siphon Jet | 1 | CC | Siphon jet water closet/ toilet. This unit is wall hung with an elongated bowl, top spud flushometer, seat with open front and check hinge, and carrier. Used in restrooms throughout the health care facility.
23 - SUPPORT AREA | 23 - SUPPORT AREA | 23 - SUPPORT AREA | 23 - SUPPORT AREA | 23 - SUPPORT AREA
1 - COMC1 - Communications Room | 1 - COMC1 - Communications Room | 1 - COMC1 - Communications Room | 1 - COMC1 - Communications Room | 1 - COMC1 - Communications Room
JSN | NAME | QTY | ACQ | DESCRIPTION
A0900 | Relay Rack, Aluminum | 3 | VV | Rack used to hold network components such as servers, switches, hubs, patch panels, router, etc. Racks are available in varying heights, channel depths, and channel width. The model numbers specified may be U.L. Listed version with 2 Top Angles, 7' height, 19" wide, blank Aluminum, with mounting holes on both sides (front and back).
A0901 | Cable Management, Horizontal Base Unit | 26 | VV | Horizontal cable management unit for a 19" rack with a channel approximately 2"x2". Provides for professional finish to hide cables in a switch rack. Various models are quoted with fingered type exits or brackets and/or rear access holes.
A0902 | Rear Wire Frame | 13 | VV | For use with horizontal base unit for double sided management. This item is intended to be used with JSNs A0901 and/or A0903 model HC219 series from Hubbell only.
A0903 | Rear Hinged Cover, for LAN Rack | 13 | VV | This item is intended to be used with JSNs A0901 and/or A0902 model HC219 series from Hubbell only.
A0904 | Fiber Optic Cabinet, 36 Port, Rack Mounted | 1 | VV | This cabinet is designed to accommodate up to 6 six-packs of adapters or blank panels. This cabinet is specifically designed to accommodate Hubbell adapter panels as reflected in JSNs A0905 and A0906.
A0908 | Patch Panel, 110 Block/RJ-45, Cat 5E, 48 Port,568A | 13 | CC | This 48 Port/RJ45, Cat 5e (or better) patch panel is designed for the following applications. Gigabit 1000BASE-T, 100BASE-TX, ATM 155, TP-PMD (CDDI).
A0911 | Power Supply, Uninterruptable, Rack Mounted | 1 | VV | Uninterruptable Power Supply, Approximately 2200VA/1600W, Rack Mount with extendable Run Time. Unit must incorporate hot user swappable batteries and must have an overload indicator, replace battery indicator, audible alarm, automatic voltage regulation and include Smart Slot card and software. It must use RS232 DB-9 interface for communication. NEMA L5-30P power connector, and (8) NEMA 5-15R outlets.
A0912 | Battery Pack, Extended for use with UPS (A0911) | 1 | VV | Battery Pack for use with JSN A0911 to extend backup power availability. Battery rated at approximately 1600 VA.
A0913 | Switch, Local Area Network (LAN) | 1 | VV | Omni switch router, 9 slot chassis, 725W AC power supply and rack mount brackets. Supports high speed frame switching fabric. Software and Manual included. Requires management module JSN A0914 and works with Power Supply A0915.
A0914 | Management Processor Module for LAN Switch | 1 | VV | Management processor module with 10BaseT with layer-3 switching (HRE-X); 32 MB DRAM & 8 MB flash memory. Operates over the 22G distributed switching fabric. Works with Switch LAN JSN A0913 and Power Supply A0915.
A0915 | Power Supply, 725 W, for LAN Switch | 1 | VV | 725 Watt powersupply. Redundant or spare power supply for the 9 slot Omni Switch Router. Works with Switch LAN JSN A0913 and Management Processor JSN A0914.
2 - JANC1 - Housekeeping Aides Closet - HAC | 2 - JANC1 - Housekeeping Aides Closet - HAC | 2 - JANC1 - Housekeeping Aides Closet - HAC | 2 - JANC1 - Housekeeping Aides Closet - HAC | 2 - JANC1 - Housekeeping Aides Closet - HAC
JSN | NAME | QTY | ACQ | DESCRIPTION
A5075 | Dispenser, Soap, Disposable | 1 | VV | Disposable soap dispenser. One-handed dispensing operation. Designed to accommodate disposable soap cartridge and valve.
A5077 | Dispenser, Hand Sanitizer, Hands-Free | 1 | VV | A touch free wall-mounted hand sanitizer dispenser. For use throughout a healthcare facility. Unit does not include the sanitizing liquid. Units are battery operated.
A5080 | Dispenser, Paper Towel, SS, Surface Mounted | 1 | CC | A surface mounted, satin finish stainless steel, single-fold, paper towel dispenser. Dispenser features: tumbler lock; front hinged at bottom; and refill indicator slot. Minimum capacity 400 single-fold paper towels. For general purpose use throughout the facility.
A5107 | Dispenser, Glove, Surgical/Examination, Wall Mntd | 1 | VV | Examination three (Small Medium, Large) glove dispenser box for wall mounting. Fabricated of either cold rolled steel with a white baked enamel finish, plastic or acrylic. Hardware not included, Option 3 powder coated steel.
A5135 | Shelf, Utility W/ Mop/Broom Holders, SS, Surf Mntd | 1 | CC | A surface mounted, satin finish stainless steel, utility shelf with a maximum of 6 mop/broom holders and 5 rag hooks. Utility shelf features: 8" deep shelf; mounting brackets welded to shelf; spring activated rubber cam holders; and drying rod. Unit is available in various widths 30" (minimum, 3 holders and 2 hooks) to 48" (maximum, 6 holders and 5 hooks). For use in janitor closets. Pricing based on a 36" width.
F0500 | Cart, Janitor's | 1 | VV | Janitors cart, 38" high X 66" wide X 20" deep with 25 gallon heavy duty collection bag. Accommodations for locking vault and janitorial support items (broom, dust pan, chemicals, mop and mop bucket; not included).
F0505 | Bucket, Mop, With Wringer, 26 Quart | 1 | VV | Mobile mop bucket / wringer combination, approximately 35" H x 17" W x 22" D with four 2" casters. Total capacity is 26 quarts. Unit used for general hard surface floor maintenance.
P2000 | Eyewash, Wall Mounted, Hands-Free | 1 | CC | Wall mounted emergency eye wash station. The flow of water from the unit is activated by hand. Upon initiation of water flow the unit will operate hands free to provide streams of water to clear foreign particles or dilute caustic liquids from the eyes in emergency situations. Used in laboratories and areas of the hospital where employees are subject to foreign bodies or liquid material to the eyes.
P2451 | Valve, Mixing, Thermostatic, Eyewash | 1 | CC | Emergency tempering valve thermostatically mixes hot and cold water to provide a safe fluid supply for a single emergency eye/face wash with a flow rate of 10 gpm (38.8L)
P4700 | Sink, Mop, Molded Stone | 1 | CC | Mop service sink approximately 10"H x 36"W x 24"D. Also called a mop service basin and a mop receptor. Unit is made of molded stone and is a one piece item. It shall include a service faucet hose, hose bracket and mop hanger. Used in utility rooms for cleaning mops and floor cleaning equipment.
3 - UCCL1 - Utility Room, Clean | 3 - UCCL1 - Utility Room, Clean | 3 - UCCL1 - Utility Room, Clean | 3 - UCCL1 - Utility Room, Clean | 3 - UCCL1 - Utility Room, Clean
JSN | NAME | QTY | ACQ | DESCRIPTION
A1010 | Telecommunication Outlet | 1 | CC | Telecommunication outlet location.
E0903 | Locker, Supply, w/Shelves, Wall Mtd, 23"W x 20"D | 2 | VV | THIS TYPICAL INCLUDES: 1 Wall Mounted Rail 1 Supply Locker 1 Drawer, 9"H 4 Tray/Shelves Drawer Organizers Consider the need for an E0921 to transport the locker from place to place.
E0906 | Locker, Supply, General, Wall Mtd, 23"W x 20"D | 2 | VV | THIS TYPICAL INCLUDES: 1 Wall Mounted Rail 1 Locked Storage Container 2 Tray/Shelves 1 Drawer, 3"H 3 Drawers, 6"H 2 Drawers, 9"H 1 Tray/Shelf Divider Drawer Organizer Bins Consider the need for an E0921 to transport the locker from place to place.
E0912 | Locker, Supply, Med Surg, Wall Mtd | 2 | VV | Medical/Surgical Supply locker, Wall Mounted, approximately 23"W x 20"D. THIS TYPICAL INCLUDES: 1 Wall Mounted Rail 1 Locked Storage Container 4 Tray/Shelves 5 Drawers, 3"H 2 Drawers, 6"H 2 Tray/Shelf Dividers Drawer Organizer Bins Consider the need for an E0921 to transport the locker from place to place.
E1500 | Rail, MOD, W/MNTD, HX144XD | 1 | VV | Wall mounted rail used for hanging (mounting) lockers, shelves and drawers on a wall.
F2000 | Basket, Wastepaper, Fire Resistant | 1 | VV | Wastepaper basket, fire resistant, approximately 40 quart capacity. This unit is used to collect and temporarily store small quantities of paper refuse in patient rooms, administrative areas and nursing stations. Size and shape varies depending on the application and manufacturer selected.
4 - USCL1 - Utility Room, Soiled | 4 - USCL1 - Utility Room, Soiled | 4 - USCL1 - Utility Room, Soiled | 4 - USCL1 - Utility Room, Soiled | 4 - USCL1 - Utility Room, Soiled
JSN | NAME | QTY | ACQ | DESCRIPTION
A5075 | Dispenser, Soap, Disposable | 1 | VV | Disposable soap dispenser. One-handed dispensing operation. Designed to accommodate disposable soap cartridge and valve.
A5077 | Dispenser, Hand Sanitizer, Hands-Free | 1 | VV | A touch free wall-mounted hand sanitizer dispenser. For use throughout a healthcare facility. Unit does not include the sanitizing liquid. Units are battery operated.
A5080 | Dispenser, Paper Towel, SS, Surface Mounted | 1 | CC | A surface mounted, satin finish stainless steel, single-fold, paper towel dispenser. Dispenser features: tumbler lock; front hinged at bottom; and refill indicator slot. Minimum capacity 400 single-fold paper towels. For general purpose use throughout the facility.
A5107 | Dispenser, Glove, Surgical/Examination, Wall Mntd | 1 | VV | Examination three (Small Medium, Large) glove dispenser box for wall mounting. Fabricated of either cold rolled steel with a white baked enamel finish, plastic or acrylic. Hardware not included, Option 3 powder coated steel.
CT050 | Countertop, Stainless Steel | 1 | CC | Stainless steel countertop (composition of heavy-gauge Type No. 304 stainless steel) having a smooth satin finish and integral 4" backsplash/curb. Also referred to as a corrosion-resistant steel work surface or work top. Available in various depths. Used in areas where excellent ease of cleaning, abrasion resistance, bacteria resistance, impact resistance, load capacity and moisture resistance, are of concern. Pricing based upon a 24" depth.
F2020 | Can, Trash, 44 Gallon | 1 | VV | Forty four (44) gallon trash can, 32" high X 24" diameter, with lid. Used to collect and transport refuse from a point of origin to point of disposal (example: from soiled utility or a nursing unit to the trash compactor at housekeeping).
M3070 | Hamper, Linen, Mobile, w/Lid | 1 | VV | Mobile linen hamper with hand or foot operated lid. Made of heavy tubular stainless steel with heavy gauge welded steel platform. Holds 25" hamper bags. Mounted on ball bearing casters. For linen transport in hospitals and clinics.
M3072 | Frame, Infectious Waste Bag w/Lid | 1 | VV | Frame for an infectious waste collection bag. Made of heavy tubular stainless steel with heavy gauge welded steel platform. Adjust to hold 18" or 25" trash bags. Mounted on ball bearing casters and includes permanently mounted hinged lid. Provides means of bagging infectious waste at point of waste generation.
P2000 | Eyewash, Wall Mounted, Hands-Free | 1 | CC | Wall mounted emergency eye wash station. The flow of water from the unit is activated by hand. Upon initiation of water flow the unit will operate hands free to provide streams of water to clear foreign particles or dilute caustic liquids from the eyes in emergency situations. Used in laboratories and areas of the hospital where employees are subject to foreign bodies or liquid material to the eyes.
P2451 | Valve, Mixing, Thermostatic, Eyewash | 1 | CC | Emergency tempering valve thermostatically mixes hot and cold water to provide a safe fluid supply for a single emergency eye/face wash with a flow rate of 10 gpm (38.8L)
P3100 | Lavatory, Vitreous China, Slab Type | 1 | CC | Wall mounted, slab type, vitreous china, lavatory (approximate bowl size 7"x15"x10") with: faucet holes on 4" centers; gooseneck spout; wrist blade handles; and grid strainer. It shall be suitable for use in clinics, offices, washrooms or patient care area.
5 - UTC01 - Utility Room, Recycled Material | 5 - UTC01 - Utility Room, Recycled Material | 5 - UTC01 - Utility Room, Recycled Material | 5 - UTC01 - Utility Room, Recycled Material | 5 - UTC01 - Utility Room, Recycled Material
JSN | NAME | QTY | ACQ | DESCRIPTION
A5107 | Dispenser, Glove, Surgical/Examination, Wall Mntd | 1 | VV | Examination three (Small Medium, Large) glove dispenser box for wall mounting. Fabricated of either cold rolled steel with a white baked enamel finish, plastic or acrylic. Hardware not included, Option 3 powder coated steel.
F0530 | Cart, Trash | 1 | VV | Heavy duty trash cart, approximately 42" high X 74" wide X 34" deep with two (2) solid non-marking rubber roller bearing wheels, one (1) or two (2) swivel casters, 2000 pound capacity and tilt mechanism.
F2026 | Container, Recycling, Large | 1 | VV | Recycling container shall be approximately 30-gallons in capacity. The container may include a lid and be Recycle Blue in color with the recycle symbol identified on the container.