## Report Info
Contents - VA PG-18-5 Department of Veterans Affairs RADIATION THERAPY SERVICE (277) Workshop Report Generated: 15 Mar 2022 10:32AM ET

## RADIATION THERAPY SERVICE (277)
RADIATION THERAPY SERVICE (277) | RADIATION THERAPY SERVICE (277) | RADIATION THERAPY SERVICE (277) | RADIATION THERAPY SERVICE (277) | RADIATION THERAPY SERVICE (277)
1 - RECEPTION AREA | 1 - RECEPTION AREA | 1 - RECEPTION AREA | 1 - RECEPTION AREA | 1 - RECEPTION AREA
1 - SB003 - Rad Thrpy Waiting, Bldg Sprt | 1 - SB003 - Rad Thrpy Waiting, Bldg Sprt | 1 - SB003 - Rad Thrpy Waiting, Bldg Sprt | 1 - SB003 - Rad Thrpy Waiting, Bldg Sprt | 1 - SB003 - Rad Thrpy Waiting, Bldg Sprt
JSN | NAME | QTY | ACQ/INS | DESCRIPTION
A5077 | Dispenser, Hand Sanitizer, Hands-Free | 1 | VV | A touch free wall-mounted hand sanitizer dispenser. For use throughout a healthcare facility. Unit does not include the sanitizing liquid. Units are battery operated.
A6046 | Artwork, Decorative, With Frame | 1 | VV | This JSN is to be used for determining and defining location of decorative artwork.
F0206 | Chair, Side, Bariatric, With Arms | 1 | VV | A bariatric side chair with arms for use in a waiting room, lobby or other patient area. Chair will have a padded seat and back and have a capacity of 800 pounds.
F0305 | Chair, Waiting Room, Single | 1 | VV | Single seat waiting room chair with foam padded seat and back. Upholstered with either woven fabric textile or vinyl. Arms and floor glides included.
F2000 | Basket, Wastepaper, Fire Resistant | 1 | VV | Wastepaper basket, fire resistant, approximately 40 quart capacity. This unit is used to collect and temporarily store small quantities of paper refuse in patient rooms, administrative areas and nursing stations. Size and shape varies depending on the application and manufacturer selected.
F2300 | Rack, Magazine, Wall Mounted | 1 | VV | Wall mounted magazine rack with nine (9) magazine holding compartments.
F3200 | Clock, Battery, 12" Diameter | 1 | VV | Clock, 12" diameter. Round surface, easy to read numbers with sweep second hand. Wall mounted unit for use when impractical to install a fully synchronized clock system. Battery operated, (batteries not included).
2 - SC183 - Rad Thrpy Reception, Clncl Sprt | 2 - SC183 - Rad Thrpy Reception, Clncl Sprt | 2 - SC183 - Rad Thrpy Reception, Clncl Sprt | 2 - SC183 - Rad Thrpy Reception, Clncl Sprt | 2 - SC183 - Rad Thrpy Reception, Clncl Sprt
JSN | NAME | QTY | ACQ/INS | DESCRIPTION
A1015 | Telephone, Desk, Multiple Line | 1 | VV | Telephone, desk, multiple line.
A6105 | Counter, Reception Control, Built-In | 1 | CC | Counter, control, inpatient, built-in. Consists of two 18” wide base cabinets with two drawers and file drawer, two 30” wide pencil drawers and two 18” wide base cabinet with four drawers. The countertop shall be a composition of wood particle core with plastic laminate surface having a hard smooth surface finish, standard thickness of 1” and a 4” butt backsplash/curb. Pricing based on a 30" depth.
F0275 | Chair, Swivel, High Back | 1 | VV | Highback contemporary swivel chair, 41" high X 23" wide X 23" deep with five (5) caster swivel base and arms. Chair may be used at desks or in conference rooms. Back and seat are foam padded and upholstered with either woven textile fabric or vinyl.
F2000 | Basket, Wastepaper, Fire Resistant | 1 | VV | Wastepaper basket, fire resistant, approximately 40 quart capacity. This unit is used to collect and temporarily store small quantities of paper refuse in patient rooms, administrative areas and nursing stations. Size and shape varies depending on the application and manufacturer selected.
M1801 | Computer, Microprocessing, w/Flat Panel Monitor | 1 | VV | Desk top microprocessing computer. The unit shall consist of a central processing mini tower, flat panel monitor, keyboard, mouse and speakers. The system shall have the following minimum characteristics: a 2.8 GHz Pentium processor; 512 MB memory; 80GB hard drive; 32/48x CD-ROMDVD combo; 1.44MB network interface card; video 32 MB NVIDIA; a 18 inch flat panel monitor. The computer is used throughout the facility to input, manipulate and retrieve information.
3 - SC172 - Rad Thrpy Patient Education Workstation, Clncl Sprt | 3 - SC172 - Rad Thrpy Patient Education Workstation, Clncl Sprt | 3 - SC172 - Rad Thrpy Patient Education Workstation, Clncl Sprt | 3 - SC172 - Rad Thrpy Patient Education Workstation, Clncl Sprt | 3 - SC172 - Rad Thrpy Patient Education Workstation, Clncl Sprt
JSN | NAME | QTY | ACQ/INS | DESCRIPTION
A1010 | Telecommunication Outlet | 1 | VV | Telecommunication outlet location.
A6046 | Artwork, Decorative, With Frame | 1 | VV | This JSN is to be used for determining and defining location of decorative artwork.
E0042 | Workcenter, Computer, Free Standing, 48" W | 1 | VV | THIS TYPICAL INCLUDES: 1 Tool Rail 2 Paper Tray 1 Diagonal Tray 1 Freestanding Work Surface 1 Mobile Pedestal, Box/File 1 Adjustable Keyboard Tray
F0280 | Chair, Swivel, Low Back | 1 | VV | Low back contemporary swivel chair, 37" high X 25" wide X 31" deep with a five (5) caster swivel base, arms and foam padded seat and back upholstered with either woven textile fabric or vinyl.
F2000 | Basket, Wastepaper, Fire Resistant | 1 | VV | Wastepaper basket, fire resistant, approximately 40 quart capacity. This unit is used to collect and temporarily store small quantities of paper refuse in patient rooms, administrative areas and nursing stations. Size and shape varies depending on the application and manufacturer selected.
F3200 | Clock, Battery, 12" Diameter | 1 | VV | Clock, 12" diameter. Round surface, easy to read numbers with sweep second hand. Wall mounted unit for use when impractical to install a fully synchronized clock system. Battery operated, (batteries not included).
M1801 | Computer, Microprocessing, w/Flat Panel Monitor | 1 | VV | Desk top microprocessing computer. The unit shall consist of a central processing mini tower, flat panel monitor, keyboard, mouse and speakers. The system shall have the following minimum characteristics: a 2.8 GHz Pentium processor; 512 MB memory; 80GB hard drive; 32/48x CD-ROMDVD combo; 1.44MB network interface card; video 32 MB NVIDIA; a 18 inch flat panel monitor. The computer is used throughout the facility to input, manipulate and retrieve information.
M1825 | Printer, Computer | 1 | VV | High resolution computer printer with a variety of type styles and sheet/envelope feeder trays. Database information reflects network ready, medium duty office style laser printers. Other types of printers (bubble jet, dot matrix, line or plotter) as well as light or heavy use capabilities are available.
4 - SB191 - Rad Thrpy Visitor Toilet, Bldg Sprt | 4 - SB191 - Rad Thrpy Visitor Toilet, Bldg Sprt | 4 - SB191 - Rad Thrpy Visitor Toilet, Bldg Sprt | 4 - SB191 - Rad Thrpy Visitor Toilet, Bldg Sprt | 4 - SB191 - Rad Thrpy Visitor Toilet, Bldg Sprt
JSN | NAME | QTY | ACQ/INS | DESCRIPTION
A1067 | Mirror, Float Glass, ADA Accessible | 1 | CC | A high quality 1/4" polished float glass mirror with a stainless steel frame. Frame holds mirror in a tilted position for accessibility and compliance with ADA requirements. Mirror has a galvanized steel back secured to frame with concealed screws with integral horizontal hanging brackets. Mirror shall be approximately 18" wide and 36" high. Other sizes are available.
A4995 | Table, Diaper Changing, Wall Mounted | 1 | CC | Wall mounted diaper changing table for use in public restrooms. Unit is a fold down system that folds upward when not in use for minimal intrusion into the room. Changing surface is contoured and has safety belt to insure that an infant will not fall from the table. Table is designed to hold no less than 250 pounds static weight. Closed dimensions are approximately 21" H x 36" W x 5" D. Open dimensions vary according to style. One system's open dimensions are 15 " high, 32" wide and 19" deep.
A5075 | Dispenser, Soap, Disposable | 1 | VV | Disposable soap dispenser. One-handed dispensing operation. Designed to accommodate disposable soap cartridge and valve.
A5082 | Dispenser, Paper Towel, Sensor, Hands Free | 1 | CC | A surface mounted, sensor activated, automatic, roll paper towel dispenser. The unit dispenses a paper towel automatically only when hands are place in position below the dispenser for maximum sanitation and hygiene. May include adjustable settings for sheet length, time delay, and sensor range. Unit is battery operated or with optional AC power adapter.
A5090 | Disposal, Sanitary Napkin, SS, Surface Mounted | 1 | CC | A surface mounted, satin finish stainless steel, sanitary napkin disposal. Disposal features a flip-up cover, secured to the container by a heavy duty stainless steel piano-hinge. Disposal may be secured to wall or toilet partition. For general purpose use in female toilet stalls or rooms and uni-sex toilet rooms.
A5109 | Grab Bar, 1-1/4" Dia., SS, 2 Wall, W/C Accessible | 1 | CC | A 1-1/4" diameter, satin finish stainless steel, peened gripping surface, 2 wall toilet stall/ room, grab bar with concealed mounting flanges. Snap over flanges are provided to conceal mounting screws. A selection of mounting kits and concealed anchor devices are available from the manufacturers for different types of installations. Grab bar shall comply with barrier-free accessibility guidelines for structural strength. For typical water closet applications in toilet stalls and rooms where ADA (American's With Disabilities Act) requirements must be met.
A5145 | Hook, Garment, Double, SS, Surface Mounted | 1 | CC | A surface mounted, satin finish stainless steel, double garment hook. Equipped with a concealed mounting bracket that is secured to a concealed wall plate. For general purpose use throughout the facility to hang various items of apparel.
A5200 | Dispenser, Toilet Tissue, SS, 2-Roll, Surface Mntd | 1 | CC | A concealed surface mounted, double roll, satin finish stainless steel, toilet tissue dispenser. Unit accommodates two standard-core toilet tissue rolls through 5" in diameter. Spindles are chrome plated plastic with a heavy-duty internal spring and turn freely for non-controlled delivery. For general purpose use in restrooms.
F2010 | Basket, Wastepaper, Step-On | 1 | VV | "Step-on" wastepaper basket with inner liner and foot petal activated flip top.
P3200 | Lavatory, Vitreous China, Slab Type w/Sens Op Fauc | 1 | CC | Wall mounted, slab type, vitreous china, lavatory (approximately 7 x 15 x 10 inches) with faucet holes on 4 inch centers; electronic sensor operated, goose neck spout and grid strainer. It shall be suitable for use in clinics, offices and patient care areas.
P9050 | Toilet, Wall Hung, Siphon Jet | 1 | CC | Siphon jet water closet/ toilet. This unit is wall hung with an elongated bowl, top spud flushometer, seat with open front and check hinge, and carrier. Used in restrooms throughout the health care facility.
2 - PATIENT AREA | 2 - PATIENT AREA | 2 - PATIENT AREA | 2 - PATIENT AREA | 2 - PATIENT AREA
1 - SB003 - Rad Thrpy Patient Waiting, Bldg Sprt | 1 - SB003 - Rad Thrpy Patient Waiting, Bldg Sprt | 1 - SB003 - Rad Thrpy Patient Waiting, Bldg Sprt | 1 - SB003 - Rad Thrpy Patient Waiting, Bldg Sprt | 1 - SB003 - Rad Thrpy Patient Waiting, Bldg Sprt
JSN | NAME | QTY | ACQ/INS | DESCRIPTION
A5077 | Dispenser, Hand Sanitizer, Hands-Free | 1 | VV | A touch free wall-mounted hand sanitizer dispenser. For use throughout a healthcare facility. Unit does not include the sanitizing liquid. Units are battery operated.
A6046 | Artwork, Decorative, With Frame | 1 | VV | This JSN is to be used for determining and defining location of decorative artwork.
F0206 | Chair, Side, Bariatric, With Arms | 1 | VV | A bariatric side chair with arms for use in a waiting room, lobby or other patient area. Chair will have a padded seat and back and have a capacity of 800 pounds.
F0305 | Chair, Waiting Room, Single | 1 | VV | Single seat waiting room chair with foam padded seat and back. Upholstered with either woven fabric textile or vinyl. Arms and floor glides included.
F2000 | Basket, Wastepaper, Fire Resistant | 1 | VV | Wastepaper basket, fire resistant, approximately 40 quart capacity. This unit is used to collect and temporarily store small quantities of paper refuse in patient rooms, administrative areas and nursing stations. Size and shape varies depending on the application and manufacturer selected.
F2300 | Rack, Magazine, Wall Mounted | 1 | VV | Wall mounted magazine rack with nine (9) magazine holding compartments.
F3200 | Clock, Battery, 12" Diameter | 1 | VV | Clock, 12" diameter. Round surface, easy to read numbers with sweep second hand. Wall mounted unit for use when impractical to install a fully synchronized clock system. Battery operated, (batteries not included).
2 - SC271 - Rad Thrpy Consult Room, Clncl Sprt | 2 - SC271 - Rad Thrpy Consult Room, Clncl Sprt | 2 - SC271 - Rad Thrpy Consult Room, Clncl Sprt | 2 - SC271 - Rad Thrpy Consult Room, Clncl Sprt | 2 - SC271 - Rad Thrpy Consult Room, Clncl Sprt
JSN | NAME | QTY | ACQ/INS | DESCRIPTION
A1010 | Telecommunication Outlet | 2 | VV | Telecommunication outlet location.
A1012 | Telephone, Wall Mounted, 1 Line | 1 | VV | Telephone, wall mounted, 1 line.
A5145 | Hook, Garment, Double, SS, Surface Mounted | 1 | CC | A surface mounted, satin finish stainless steel, double garment hook. Equipped with a concealed mounting bracket that is secured to a concealed wall plate. For general purpose use throughout the facility to hang various items of apparel.
F0115 | Bookcase, Open, 5 Shelf | 1 | VV | Freestanding open shelf bookcase, approximately 82" high X 37" wide X 18" deep with 5 (five) adjustable shelves. Unit can be separate or part of a system with available add-on shelving.
F0205 | Chair, Side With Arms | 3 | VV | Upholstered side chair, 32" high X 21" wide X 23" deep with arms, padded seats and padded backs. Seat height is a minimum of 17". Available with or without sled base.
F0750 | Table, Office, (size as required) | 1 | VV | Office table, sized as required. May be used as either a four (4) to six (6) person conference table or as an extra work surface area.
F2000 | Basket, Wastepaper, Fire Resistant | 1 | VV | Wastepaper basket, fire resistant, approximately 40 quart capacity. This unit is used to collect and temporarily store small quantities of paper refuse in patient rooms, administrative areas and nursing stations. Size and shape varies depending on the application and manufacturer selected.
F3200 | Clock, Battery, 12" Diameter | 1 | VV | Clock, 12" diameter. Round surface, easy to read numbers with sweep second hand. Wall mounted unit for use when impractical to install a fully synchronized clock system. Battery operated, (batteries not included).
M0506 | Television, Flat Screen | 1 | VV | Flat screen television with approximately 32'" to 40' diagonal screen size. The TV will have built-in speakers, NTSC tuner, a 16:9 wide screen aspect ratio, a minimum of 1280 x 768 resolution and a remote control.
M1802 | Work Station, Computer, Retractable, Wall Mounted | 1 | VV | A wall mounted retractable work station. Work station is used as a computer station in treatment rooms, exam rooms and areas where physical space in limited.
3 - CRT02 - IMRT Linear Accelerator Room, Rad Thrpy Svc | 3 - CRT02 - IMRT Linear Accelerator Room, Rad Thrpy Svc | 3 - CRT02 - IMRT Linear Accelerator Room, Rad Thrpy Svc | 3 - CRT02 - IMRT Linear Accelerator Room, Rad Thrpy Svc | 3 - CRT02 - IMRT Linear Accelerator Room, Rad Thrpy Svc
JSN | NAME | QTY | ACQ/INS | DESCRIPTION
A1010 | Telecommunication Outlet | 2 | VV | Telecommunication outlet location.
A1015 | Telephone, Desk, Multiple Line | 1 | VV | Telephone, desk, multiple line.
A5075 | Dispenser, Soap, Disposable | 1 | VV | Disposable soap dispenser. One-handed dispensing operation. Designed to accommodate disposable soap cartridge and valve.
A5080 | Dispenser, Paper Towel, SS, Surface Mounted | 1 | CC | A surface mounted, satin finish stainless steel, single-fold, paper towel dispenser. Dispenser features: tumbler lock; front hinged at bottom; and refill indicator slot. Minimum capacity 400 single-fold paper towels. For general purpose use throughout the facility.
A5106 | Waste Disposal Unit, Sharps w/Glove Dispenser | 1 | VV | The unit is designed for the disposal of sharps and complies with OSHA guidelines for the handling of sharps. It shall house a 5 quart container and be capable of being mounted on a wall. It shall have a glove dispenser attached. The unit shall be secured by a locked enclosure.
A5145 | Hook, Garment, Double, SS, Surface Mounted | 1 | CC | A surface mounted, satin finish stainless steel, double garment hook. Equipped with a concealed mounting bracket that is secured to a concealed wall plate. For general purpose use throughout the facility to hang various items of apparel.
A5215 | Bracket, Television, Ceiling Mounted | 1 | CC | Ceiling mounted television bracket for flat panel LCD and Plasma screens. The bracket shall be a universal style mount with a load capacity of 200 pounds with adjustments of 0-15 degree tilt and 360 degree swivel. Shall be capable of accommodating various size units.
C03F0 | Cabinet, U/C/B, 1 Shelf, 2 Half DR, 2 DO, 36x30x22 | 1 | CC | Standing height under counter base cabinet with an adjustable shelf and two half width drawers above solid hinged doors. Also referred to as a combination cabinet or a drawer and cupboard cabinet. For general purpose use throughout the facility.
C03H0 | Cabinet, U/C/B, 2 Half Drawers, 3 DR, 36x30x22 | 1 | CC | Standing height under counter base cabinet with two half width drawers side-by-side above three full width drawers. Also referred to as a drawer cabinet. For general purpose use throughout the facility.
C03J0 | Cabinet, U/C/B, 8 Half Drawers, 36x30x22 | 1 | CC | Standing height under counter base cabinet with eight half width drawers of equal height. Also referred to as a drawer cabinet. For general purpose use throughout the facility.
C03P0 | Cabinet, Sink, U/C/B, 2 Door, 30" W | 1 | CC | Standing height under counter base sink cabinet. 36" H x 30" W x 22" D with two solid hinged doors. Also referred to as a double-door sink cabinet. For general purpose use throughout the facility where a sink is to be used. Coordinate actual clear cabinet dimension with the actual outside dimension of sink that is specified to ensure that they are compatible.
CE030 | Cabinet, W/H, 2 SH, 2 GDO, Sloping Top, 38x30x13 | 3 | CC | Wall hung cabinet with two adjustable shelves, framed-glass hinged doors, and sloping top. Also referred to as a framed-glass hinged double door wall case. For general purpose use throughout the facility.
CR070 | Cabinet, F/S, 5 Shelf, 1 DO, Sloping Top, 95x24x16 | 3 | CC | Floor standing steel storage cabinet with five adjustable shelves, a solid right or left-hinged door (appropriate door hinge configuration to be indicated on equipment elevation drawings), and sloping top. Also referred to as a tall case or a tall cabinet. For general purpose storage use throughout the facility.
CS150 | Sink, SS, Single Compartment, 10x19x16 ID | 1 | CC | Single compartment stainless steel sink, drop-in, self-rimming, ledge-type, connected with a drain and provided with a mixing faucet. It shall also be provided with pre-punched fixture holes on 4" center, integral back ledge to accommodate deck-mounted fixtures, brushed/polished interior and top surfaces, and sound deadened. Recommended for use in suspended or U/C/B sink cabinets having a high plastic laminate or Chemsurf laminate countertop/work surface. Coordinate actual outside sink dimensions with the actual clear dimension of cabinet specified to ensure that they are compatible. For general purpose use throughout the facility.
CT030 | Countertop, High Pressure Laminate | 10 | CC | High pressure laminate countertop (composition of wood particle core with plastic laminate surface) having a hard smooth surface finish, standard thickness of 1", and a 4" butt backsplash/curb. Also referred to as a work surface or work top. Available in a wide choice of colors, patterns, and depths. Used in general purpose areas requiring a basic work surface arrangement with limited heat resistance and poor chemical resistance. Pricing based upon a 24" depth.
F0355 | Footstool, Straight | 1 | VV | Step stool. Used to assist patients getting on and off exam or surgical tables. Fitted with electrically conductive rubber tips.
F2000 | Basket, Wastepaper, Fire Resistant | 1 | VV | Wastepaper basket, fire resistant, approximately 40 quart capacity. This unit is used to collect and temporarily store small quantities of paper refuse in patient rooms, administrative areas and nursing stations. Size and shape varies depending on the application and manufacturer selected.
F2245 | Camera, Video Surveillance, HD, IP Powered | 1 | VV | A high definition, full functional video surveillance camera. The camera is capable of full 1080p resolution at 30 frames per second while optimizing network usage with H.264, MPEG-4 and JPEG compression formats. Camera will have an open, standards-based design providing a platform for integration and operation as an independent device or as part of a surveillance network.
F3200 | Clock, Battery, 12" Diameter | 1 | VV | Clock, 12" diameter. Round surface, easy to read numbers with sweep second hand. Wall mounted unit for use when impractical to install a fully synchronized clock system. Battery operated, (batteries not included).
M0506 | Television, Flat Screen | 1 | VV | Flat screen television with approximately 32'" to 40' diagonal screen size. The TV will have built-in speakers, NTSC tuner, a 16:9 wide screen aspect ratio, a minimum of 1280 x 768 resolution and a remote control.
M0750 | Flowmeter, Air, Connect w/50 PSI Supply | 1 | VV | Air flowmeter. Unit has a stainless steel needle valve with clear flowtube for connection to 50 PSI air outlet from central pipeline system. Requires the appropriate adapter for connection to the wall outlet and fitting to connect to tubing. Database prices reflect fittings with an attached DISS power outlet. Other outlet and adapter configurations are available.
M0755 | Flowmeter, Oxygen, Low Flow | 1 | VV | Oxygen flowmeter. Consists of a clear crystal flowtube calibrated to 3.5 or 8 LPM depending on manufacturer. For oxygen regulation in hospital settings. Database pricing includes DISS fitting and DISS power outlet and wall adapter. Other fitting and adapter configurations are available.
M0765 | Regulator, Vacuum | 1 | VV | Vacuum pressure regulator for connection to central piped vacuum system. Standard display scale is graduated at least from 0 to 200 mm Hg of vacuum. Displays on specialized regulators may cover other vacuum ranges. Regulator type (continuous, intermittent, continuous/intermittent, surgical, pediatric, thoracic, etc.) as required. To be used in delivery, neonatal, pediatrics or any area where suction is required. Database pricing reflects continuous regulators graduated to 200 mm Hg with a full line vacuum selection switch and DISS configured inlets and outlets.
M3072 | Frame, Infectious Waste Bag w/Lid | 1 | VV | Frame for an infectious waste collection bag. Made of heavy tubular stainless steel with heavy gauge welded steel platform. Adjust to hold 18" or 25" trash bags. Mounted on ball bearing casters and includes permanently mounted hinged lid. Provides means of bagging infectious waste at point of waste generation.
M4255 | Stand, IV, Adjustable | 1 | VV | Adjustable IV stand with 4-hook arrangement. Stand has stainless steel construction with heavy weight base. It adjusts from 66 inches to 100 inches and is mounted on conductive rubber, ball bearing, swivel casters. Stand is used for administering intravenous solutions.
X1415 | Laser Positioning System, Patient-Wall | 2 | VV | Laser positioning system. This unit is designed for accurate patient alignment for radiation therapy. Three vertical laser beams and a horizontal beam intersect to define the iso-center to aid in patient positioning. The unit is generally supplied as a component of various radiation therapy systems.
X8700 | Accelerator, Linear, 18 MeV | 1 | VC | This is a multi-energy linear accelerator. This unit is an isocentrically-mounted, Mega-voltage therapy machine which provides electron therapy in the range 4 to 18 MeV and x-ray therapy at 6 MV and 15 MV. The system consists of the following items: radio frequency (RF), power source (magnetron) and (RF) circuit (isolator, directional coupler, RF load and phase shifter). It also includes an accelerating structure and automatic frequency control system (AFC). The units applications are radiation therapy.
4 - CRT03 - Linear Accelerator Entrance Maze, Rad Thrpy Svc | 4 - CRT03 - Linear Accelerator Entrance Maze, Rad Thrpy Svc | 4 - CRT03 - Linear Accelerator Entrance Maze, Rad Thrpy Svc | 4 - CRT03 - Linear Accelerator Entrance Maze, Rad Thrpy Svc | 4 - CRT03 - Linear Accelerator Entrance Maze, Rad Thrpy Svc
JSN | NAME | QTY | ACQ/INS | DESCRIPTION
A6025 | Mirror, Safety, Convex | 1 | CC | Shall be an 18 inch convex circular mirror. It shall provide a 160-degree wide-field viewing area. The mirror shall be made of shatterproof acrylic or unbreakable polycarbonate. Shall come with mounting bracket.
5 - CRT04 - Linear Accelerator Control Room, Rad Thrpy Svc | 5 - CRT04 - Linear Accelerator Control Room, Rad Thrpy Svc | 5 - CRT04 - Linear Accelerator Control Room, Rad Thrpy Svc | 5 - CRT04 - Linear Accelerator Control Room, Rad Thrpy Svc | 5 - CRT04 - Linear Accelerator Control Room, Rad Thrpy Svc
JSN | NAME | QTY | ACQ/INS | DESCRIPTION
A1012 | Telephone, Wall Mounted, 1 Line | 1 | VV | Telephone, wall mounted, 1 line.
A5145 | Hook, Garment, Double, SS, Surface Mounted | 4 | CC | A surface mounted, satin finish stainless steel, double garment hook. Equipped with a concealed mounting bracket that is secured to a concealed wall plate. For general purpose use throughout the facility to hang various items of apparel.
A6110 | Counter, Console, Communications | 1 | CC | Counter, console, communications. Consists of one 18” wide base cabinet with two drawers and file drawer, one 30” wide pencil drawer and one 18” wide base cabinet with four drawers. The countertop shall be a composition of wood particle core with plastic laminate surface having a hard smooth surface finish, standard thickness of 1” and a 4” butt backsplash/curb.
CT030 | Countertop, High Pressure Laminate | 12 | CC | High pressure laminate countertop (composition of wood particle core with plastic laminate surface) having a hard smooth surface finish, standard thickness of 1", and a 4" butt backsplash/curb. Also referred to as a work surface or work top. Available in a wide choice of colors, patterns, and depths. Used in general purpose areas requiring a basic work surface arrangement with limited heat resistance and poor chemical resistance. Pricing based upon a 24" depth.
F0275 | Chair, Swivel, High Back | 5 | VV | Highback contemporary swivel chair, 41" high X 23" wide X 23" deep with five (5) caster swivel base and arms. Chair may be used at desks or in conference rooms. Back and seat are foam padded and upholstered with either woven textile fabric or vinyl.
F2000 | Basket, Wastepaper, Fire Resistant | 2 | VV | Wastepaper basket, fire resistant, approximately 40 quart capacity. This unit is used to collect and temporarily store small quantities of paper refuse in patient rooms, administrative areas and nursing stations. Size and shape varies depending on the application and manufacturer selected.
F3050 | Whiteboard, Dry Erase | 1 | VV | Whiteboard unit, approximately 36" H x 48" W consisting of a white porcelain enamel writing surface with an attached chalk tray. Magnetic surface available. Image can be easily removed with a standard chalkboard eraser. For use with water color pens. Unit is ready to hang.
F3200 | Clock, Battery, 12" Diameter | 1 | VV | Clock, 12" diameter. Round surface, easy to read numbers with sweep second hand. Wall mounted unit for use when impractical to install a fully synchronized clock system. Battery operated, (batteries not included).
M1801 | Computer, Microprocessing, w/Flat Panel Monitor | 2 | VV | Desk top microprocessing computer. The unit shall consist of a central processing mini tower, flat panel monitor, keyboard, mouse and speakers. The system shall have the following minimum characteristics: a 2.8 GHz Pentium processor; 512 MB memory; 80GB hard drive; 32/48x CD-ROMDVD combo; 1.44MB network interface card; video 32 MB NVIDIA; a 18 inch flat panel monitor. The computer is used throughout the facility to input, manipulate and retrieve information.
M1825 | Printer, Computer | 1 | VV | High resolution computer printer with a variety of type styles and sheet/envelope feeder trays. Database information reflects network ready, medium duty office style laser printers. Other types of printers (bubble jet, dot matrix, line or plotter) as well as light or heavy use capabilities are available.
X3150 | Rack, Apron/Gloves, Wall Mounted | 2 | CC | Apron and gloves rack. This is a wall unit which holds aprons and gloves. The body is heavy gauge steel finish in gray or green baked enamel, glove and apron holding arms are aluminum. The unit's convenient on wall storage will prolong the useful life of your protection aprons by helping prevent damage to internal components.
6 - SB201 - Rad Thrpy Patient Toilet, Bldg Sprt | 6 - SB201 - Rad Thrpy Patient Toilet, Bldg Sprt | 6 - SB201 - Rad Thrpy Patient Toilet, Bldg Sprt | 6 - SB201 - Rad Thrpy Patient Toilet, Bldg Sprt | 6 - SB201 - Rad Thrpy Patient Toilet, Bldg Sprt
JSN | NAME | QTY | ACQ/INS | DESCRIPTION
A1067 | Mirror, Float Glass, ADA Accessible | 1 | CC | A high quality 1/4" polished float glass mirror with a stainless steel frame. Frame holds mirror in a tilted position for accessibility and compliance with ADA requirements. Mirror has a galvanized steel back secured to frame with concealed screws with integral horizontal hanging brackets. Mirror shall be approximately 18" wide and 36" high. Other sizes are available.
A5075 | Dispenser, Soap, Disposable | 1 | VV | Disposable soap dispenser. One-handed dispensing operation. Designed to accommodate disposable soap cartridge and valve.
A5082 | Dispenser, Paper Towel, Sensor, Hands Free | 1 | CC | A surface mounted, sensor activated, automatic, roll paper towel dispenser. The unit dispenses a paper towel automatically only when hands are place in position below the dispenser for maximum sanitation and hygiene. May include adjustable settings for sheet length, time delay, and sensor range. Unit is battery operated or with optional AC power adapter.
A5090 | Disposal, Sanitary Napkin, SS, Surface Mounted | 1 | CC | A surface mounted, satin finish stainless steel, sanitary napkin disposal. Disposal features a flip-up cover, secured to the container by a heavy duty stainless steel piano-hinge. Disposal may be secured to wall or toilet partition. For general purpose use in female toilet stalls or rooms and uni-sex toilet rooms.
A5109 | Grab Bar, 1-1/4" Dia., SS, 2 Wall, W/C Accessible | 1 | CC | A 1-1/4" diameter, satin finish stainless steel, peened gripping surface, 2 wall toilet stall/ room, grab bar with concealed mounting flanges. Snap over flanges are provided to conceal mounting screws. A selection of mounting kits and concealed anchor devices are available from the manufacturers for different types of installations. Grab bar shall comply with barrier-free accessibility guidelines for structural strength. For typical water closet applications in toilet stalls and rooms where ADA (American's With Disabilities Act) requirements must be met.
A5145 | Hook, Garment, Double, SS, Surface Mounted | 1 | CC | A surface mounted, satin finish stainless steel, double garment hook. Equipped with a concealed mounting bracket that is secured to a concealed wall plate. For general purpose use throughout the facility to hang various items of apparel.
A5200 | Dispenser, Toilet Tissue, SS, 2-Roll, Surface Mntd | 1 | CC | A concealed surface mounted, double roll, satin finish stainless steel, toilet tissue dispenser. Unit accommodates two standard-core toilet tissue rolls through 5" in diameter. Spindles are chrome plated plastic with a heavy-duty internal spring and turn freely for non-controlled delivery. For general purpose use in restrooms.
F2010 | Basket, Wastepaper, Step-On | 1 | VV | "Step-on" wastepaper basket with inner liner and foot petal activated flip top.
P3000 | Lavatory, Vitreous China, Straight Back | 1 | CC | Wall mounted, vitreous china lavatory (approximate bowl size 7"x15"x10") with: straight-front apron, straight or contoured back; faucet holes on 4" centers; gooseneck spout; wrist blade handles; and grid strainer. It shall be suitable for use in clinics, offices, washrooms or patient care areas.
P9050 | Toilet, Wall Hung, Siphon Jet | 1 | CC | Siphon jet water closet/ toilet. This unit is wall hung with an elongated bowl, top spud flushometer, seat with open front and check hinge, and carrier. Used in restrooms throughout the health care facility.
7 - CRT06 - Procedure / Exam Room, Rad Thrpy Svc | 7 - CRT06 - Procedure / Exam Room, Rad Thrpy Svc | 7 - CRT06 - Procedure / Exam Room, Rad Thrpy Svc | 7 - CRT06 - Procedure / Exam Room, Rad Thrpy Svc | 7 - CRT06 - Procedure / Exam Room, Rad Thrpy Svc
JSN | NAME | QTY | ACQ/INS | DESCRIPTION
A1010 | Telecommunication Outlet | 2 | VV | Telecommunication outlet location.
A1012 | Telephone, Wall Mounted, 1 Line | 1 | VV | Telephone, wall mounted, 1 line.
A1066 | Mirror, Float Glass, With SS Frame | 1 | CC | A high quality 1/4" polished float glass mirror 36X18, framed in a one-piece, bright polished, stainless steel channel frame with 90° mitered corners. All edges of the mirror are protected by absorbing filler strips. Mirror has a galvanized steel back with integral horizontal hanging brackets and wall hanger for concealed mounting. For mounting above single wall mounted lavatories located in toilet areas, Doctors examination offices, etc. May also be used above double lavatories, either wall or countertop mounted, found in restroom areas.
A1132 | Rail, Accessory Mounting, Length As Required | 2 | VC | Horizontal equipment mounting rail with lock mounting devices capable of; supporting up to 75 pounds each, being repositioned, and mounting and dismounting of equipment without the use of tools (special tools may be required to unlock adapter that was previously locked to the rail). The rail must be capable of supporting medical equipment and accessories normally found in exam or patient rooms. The rail system must be capable of mounting and dismounting equipment without leaving or creating new holes in the finished surface of the wall. The rail system utilizes a series of mounting plates and adapters specific to the device being mounted to the rail. The plate and adapter rail mounting kit must be specified to match the equipment being mounted to the equipment rail.
A5075 | Dispenser, Soap, Disposable | 1 | VV | Disposable soap dispenser. One-handed dispensing operation. Designed to accommodate disposable soap cartridge and valve.
A5080 | Dispenser, Paper Towel, SS, Surface Mounted | 1 | CC | A surface mounted, satin finish stainless steel, single-fold, paper towel dispenser. Dispenser features: tumbler lock; front hinged at bottom; and refill indicator slot. Minimum capacity 400 single-fold paper towels. For general purpose use throughout the facility.
A5106 | Waste Disposal Unit, Sharps w/Glove Dispenser | 1 | VV | The unit is designed for the disposal of sharps and complies with OSHA guidelines for the handling of sharps. It shall house a 5 quart container and be capable of being mounted on a wall. It shall have a glove dispenser attached. The unit shall be secured by a locked enclosure.
A5145 | Hook, Garment, Double, SS, Surface Mounted | 2 | CC | A surface mounted, satin finish stainless steel, double garment hook. Equipped with a concealed mounting bracket that is secured to a concealed wall plate. For general purpose use throughout the facility to hang various items of apparel.
A5180 | Track, Cubicle, Surface Mounted, With Curtain | 10 | VV | Surface mounted cubicle track, with curtain. Track constructed of thick extruded aluminum. Equipped with self lubricating carriers, beaded drop chain hooks, and flame resistant curtain. To include removable end caps. Designed to be suspended around patient areas where privacy is needed. Price listed is per foot of the track, curtains to be priced per quote.
A6046 | Artwork, Decorative, With Frame | 1 | VV | This JSN is to be used for determining and defining location of decorative artwork.
E0948 | Cart, General Storage, Mobile, 42"H x 32"W x 22"D | 1 | VV | THIS TYPICAL INCLUDES: 1 Cart Body, Style-A Narrow, w/Raised Edge Top 2 Drawers, 3" H 4 Drawers, 6" H 1 Accessory Rail, Side Drawer Organizer Bins
F0210 | Chair, Side, Without Arms | 1 | VV | Upholstered side chair approximately 32" high X 19" wide X 23" deep with floor glides. Seat is non-tilting and without arms.
F0340 | Stool, Self Adjusting | 1 | VV | Self adjusting stool. Consists of a foam padded upholstered seat with attached foot rest for added comfort. Mounted on swivel casters. Designed for doctor's use during examinations.
F2000 | Basket, Wastepaper, Fire Resistant | 1 | VV | Wastepaper basket, fire resistant, approximately 40 quart capacity. This unit is used to collect and temporarily store small quantities of paper refuse in patient rooms, administrative areas and nursing stations. Size and shape varies depending on the application and manufacturer selected.
F3200 | Clock, Battery, 12" Diameter | 1 | VV | Clock, 12" diameter. Round surface, easy to read numbers with sweep second hand. Wall mounted unit for use when impractical to install a fully synchronized clock system. Battery operated, (batteries not included).
M1620 | Holder, Chart, Patient, Wall or Door Mounted | 1 | VV | Wall or door mounted patient chart holder. Constructed of durable plastic or metal. Used for holding patient records. Size as required.
M1801 | Computer, Microprocessing, w/Flat Panel Monitor | 1 | VV | Desk top microprocessing computer. The unit shall consist of a central processing mini tower, flat panel monitor, keyboard, mouse and speakers. The system shall have the following minimum characteristics: a 2.8 GHz Pentium processor; 512 MB memory; 80GB hard drive; 32/48x CD-ROMDVD combo; 1.44MB network interface card; video 32 MB NVIDIA; a 18 inch flat panel monitor. The computer is used throughout the facility to input, manipulate and retrieve information.
M1802 | Work Station, Computer, Retractable, Wall Mounted | 1 | VV | A wall mounted retractable work station. Work station is used as a computer station in treatment rooms, exam rooms and areas where physical space in limited.
M3072 | Frame, Infectious Waste Bag w/Lid | 1 | VV | Frame for an infectious waste collection bag. Made of heavy tubular stainless steel with heavy gauge welded steel platform. Adjust to hold 18" or 25" trash bags. Mounted on ball bearing casters and includes permanently mounted hinged lid. Provides means of bagging infectious waste at point of waste generation.
M4100 | Sphygmomanometer, Aneroid, Wall Mounted | 1 | VV | Aneroid sphygmomanometer. Unit is wall mounted and has large graphic dial display for easy reading from all angles. It has a 90 degree (angle) swivel and 10 degree (angle) forward tilt to reduce glare. Unit accuracy is within 1% of reading. Sturdy impact-resistant construction.
M4200 | Otoscope/Ophthalmoscope, Wall Mounted | 1 | VV | Wall mounted otoscope and ophthalmoscope. Includes 6 foot line cord and plug and accepts and includes two handles. Contains head turn-on/turn-off, built-in speculum tray and 8 foot coiled cords. Unit is designed for use in patient exam rooms.
M7401 | Light, Exam, Mobile, Spotlight, Mobile Stand | 1 | VV | The exam light shall be a mobile floor unit. The light will be a halogen bulb or LED that can produce a continuous and homogeneous spot of light adjustable from 5 to 9 inches in diameter from a set distance. The light intensity shall be a minimum of 750 foot-candles at a distance of 16 inches and have a color temperature of 3,200 degrees Kelvin. The unit will consist of an arm or sleeve of approximately 45 inches in length to allow for easy arm rotation and arm movement up and down. The unit shall be mounted on a caster base for easy movement.,
M9025 | Table, Examination/Treatment, With Cabinet | 1 | VV | Table, examination/treatment with cabinet. Cabinet type exam table with three section upholstered top adjustable to a full chair position. Concealed heel stirrups, dual outlets, drawers, and storage space with optional armboard. Unit is designed for general use in examination/treatment rooms.
P3100 | Lavatory, Vitreous China, Slab Type | 1 | CC | Wall mounted, slab type, vitreous china, lavatory (approximate bowl size 7"x15"x10") with: faucet holes on 4" centers; gooseneck spout; wrist blade handles; and grid strainer. It shall be suitable for use in clinics, offices, washrooms or patient care area.
8 - CRT08 - Exam Room, Rad Thrpy Svc | 8 - CRT08 - Exam Room, Rad Thrpy Svc | 8 - CRT08 - Exam Room, Rad Thrpy Svc | 8 - CRT08 - Exam Room, Rad Thrpy Svc | 8 - CRT08 - Exam Room, Rad Thrpy Svc
JSN | NAME | QTY | ACQ/INS | DESCRIPTION
A1010 | Telecommunication Outlet | 2 | VV | Telecommunication outlet location.
A1012 | Telephone, Wall Mounted, 1 Line | 1 | VV | Telephone, wall mounted, 1 line.
A1066 | Mirror, Float Glass, With SS Frame | 1 | CC | A high quality 1/4" polished float glass mirror 36X18, framed in a one-piece, bright polished, stainless steel channel frame with 90° mitered corners. All edges of the mirror are protected by absorbing filler strips. Mirror has a galvanized steel back with integral horizontal hanging brackets and wall hanger for concealed mounting. For mounting above single wall mounted lavatories located in toilet areas, Doctors examination offices, etc. May also be used above double lavatories, either wall or countertop mounted, found in restroom areas.
A1132 | Rail, Accessory Mounting, Length As Required | 2 | VC | Horizontal equipment mounting rail with lock mounting devices capable of; supporting up to 75 pounds each, being repositioned, and mounting and dismounting of equipment without the use of tools (special tools may be required to unlock adapter that was previously locked to the rail). The rail must be capable of supporting medical equipment and accessories normally found in exam or patient rooms. The rail system must be capable of mounting and dismounting equipment without leaving or creating new holes in the finished surface of the wall. The rail system utilizes a series of mounting plates and adapters specific to the device being mounted to the rail. The plate and adapter rail mounting kit must be specified to match the equipment being mounted to the equipment rail.
A5075 | Dispenser, Soap, Disposable | 1 | VV | Disposable soap dispenser. One-handed dispensing operation. Designed to accommodate disposable soap cartridge and valve.
A5080 | Dispenser, Paper Towel, SS, Surface Mounted | 1 | CC | A surface mounted, satin finish stainless steel, single-fold, paper towel dispenser. Dispenser features: tumbler lock; front hinged at bottom; and refill indicator slot. Minimum capacity 400 single-fold paper towels. For general purpose use throughout the facility.
A5106 | Waste Disposal Unit, Sharps w/Glove Dispenser | 1 | VV | The unit is designed for the disposal of sharps and complies with OSHA guidelines for the handling of sharps. It shall house a 5 quart container and be capable of being mounted on a wall. It shall have a glove dispenser attached. The unit shall be secured by a locked enclosure.
A5145 | Hook, Garment, Double, SS, Surface Mounted | 2 | CC | A surface mounted, satin finish stainless steel, double garment hook. Equipped with a concealed mounting bracket that is secured to a concealed wall plate. For general purpose use throughout the facility to hang various items of apparel.
A5180 | Track, Cubicle, Surface Mounted, With Curtain | 10 | VV | Surface mounted cubicle track, with curtain. Track constructed of thick extruded aluminum. Equipped with self lubricating carriers, beaded drop chain hooks, and flame resistant curtain. To include removable end caps. Designed to be suspended around patient areas where privacy is needed. Price listed is per foot of the track, curtains to be priced per quote.
A6046 | Artwork, Decorative, With Frame | 1 | VV | This JSN is to be used for determining and defining location of decorative artwork.
E0948 | Cart, General Storage, Mobile, 42"H x 32"W x 22"D | 1 | VV | THIS TYPICAL INCLUDES: 1 Cart Body, Style-A Narrow, w/Raised Edge Top 2 Drawers, 3" H 4 Drawers, 6" H 1 Accessory Rail, Side Drawer Organizer Bins
F0210 | Chair, Side, Without Arms | 1 | VV | Upholstered side chair approximately 32" high X 19" wide X 23" deep with floor glides. Seat is non-tilting and without arms.
F0340 | Stool, Self Adjusting | 1 | VV | Self adjusting stool. Consists of a foam padded upholstered seat with attached foot rest for added comfort. Mounted on swivel casters. Designed for doctor's use during examinations.
F2000 | Basket, Wastepaper, Fire Resistant | 1 | VV | Wastepaper basket, fire resistant, approximately 40 quart capacity. This unit is used to collect and temporarily store small quantities of paper refuse in patient rooms, administrative areas and nursing stations. Size and shape varies depending on the application and manufacturer selected.
F3200 | Clock, Battery, 12" Diameter | 1 | VV | Clock, 12" diameter. Round surface, easy to read numbers with sweep second hand. Wall mounted unit for use when impractical to install a fully synchronized clock system. Battery operated, (batteries not included).
M1620 | Holder, Chart, Patient, Wall or Door Mounted | 1 | VV | Wall or door mounted patient chart holder. Constructed of durable plastic or metal. Used for holding patient records. Size as required.
M1801 | Computer, Microprocessing, w/Flat Panel Monitor | 1 | VV | Desk top microprocessing computer. The unit shall consist of a central processing mini tower, flat panel monitor, keyboard, mouse and speakers. The system shall have the following minimum characteristics: a 2.8 GHz Pentium processor; 512 MB memory; 80GB hard drive; 32/48x CD-ROMDVD combo; 1.44MB network interface card; video 32 MB NVIDIA; a 18 inch flat panel monitor. The computer is used throughout the facility to input, manipulate and retrieve information.
M1802 | Work Station, Computer, Retractable, Wall Mounted | 1 | VV | A wall mounted retractable work station. Work station is used as a computer station in treatment rooms, exam rooms and areas where physical space in limited.
M3072 | Frame, Infectious Waste Bag w/Lid | 1 | VV | Frame for an infectious waste collection bag. Made of heavy tubular stainless steel with heavy gauge welded steel platform. Adjust to hold 18" or 25" trash bags. Mounted on ball bearing casters and includes permanently mounted hinged lid. Provides means of bagging infectious waste at point of waste generation.
M4100 | Sphygmomanometer, Aneroid, Wall Mounted | 1 | VV | Aneroid sphygmomanometer. Unit is wall mounted and has large graphic dial display for easy reading from all angles. It has a 90 degree (angle) swivel and 10 degree (angle) forward tilt to reduce glare. Unit accuracy is within 1% of reading. Sturdy impact-resistant construction.
M4200 | Otoscope/Ophthalmoscope, Wall Mounted | 1 | VV | Wall mounted otoscope and ophthalmoscope. Includes 6 foot line cord and plug and accepts and includes two handles. Contains head turn-on/turn-off, built-in speculum tray and 8 foot coiled cords. Unit is designed for use in patient exam rooms.
M7401 | Light, Exam, Mobile, Spotlight, Mobile Stand | 1 | VV | The exam light shall be a mobile floor unit. The light will be a halogen bulb or LED that can produce a continuous and homogeneous spot of light adjustable from 5 to 9 inches in diameter from a set distance. The light intensity shall be a minimum of 750 foot-candles at a distance of 16 inches and have a color temperature of 3,200 degrees Kelvin. The unit will consist of an arm or sleeve of approximately 45 inches in length to allow for easy arm rotation and arm movement up and down. The unit shall be mounted on a caster base for easy movement.,
M9025 | Table, Examination/Treatment, With Cabinet | 1 | VV | Table, examination/treatment with cabinet. Cabinet type exam table with three section upholstered top adjustable to a full chair position. Concealed heel stirrups, dual outlets, drawers, and storage space with optional armboard. Unit is designed for general use in examination/treatment rooms.
P3100 | Lavatory, Vitreous China, Slab Type | 1 | CC | Wall mounted, slab type, vitreous china, lavatory (approximate bowl size 7"x15"x10") with: faucet holes on 4" centers; gooseneck spout; wrist blade handles; and grid strainer. It shall be suitable for use in clinics, offices, washrooms or patient care area.
9 - SB201 - Rad Thrpy Exam Room Patient Toilet, Bldg Sprt | 9 - SB201 - Rad Thrpy Exam Room Patient Toilet, Bldg Sprt | 9 - SB201 - Rad Thrpy Exam Room Patient Toilet, Bldg Sprt | 9 - SB201 - Rad Thrpy Exam Room Patient Toilet, Bldg Sprt | 9 - SB201 - Rad Thrpy Exam Room Patient Toilet, Bldg Sprt
JSN | NAME | QTY | ACQ/INS | DESCRIPTION
A1067 | Mirror, Float Glass, ADA Accessible | 1 | CC | A high quality 1/4" polished float glass mirror with a stainless steel frame. Frame holds mirror in a tilted position for accessibility and compliance with ADA requirements. Mirror has a galvanized steel back secured to frame with concealed screws with integral horizontal hanging brackets. Mirror shall be approximately 18" wide and 36" high. Other sizes are available.
A5075 | Dispenser, Soap, Disposable | 1 | VV | Disposable soap dispenser. One-handed dispensing operation. Designed to accommodate disposable soap cartridge and valve.
A5082 | Dispenser, Paper Towel, Sensor, Hands Free | 1 | CC | A surface mounted, sensor activated, automatic, roll paper towel dispenser. The unit dispenses a paper towel automatically only when hands are place in position below the dispenser for maximum sanitation and hygiene. May include adjustable settings for sheet length, time delay, and sensor range. Unit is battery operated or with optional AC power adapter.
A5090 | Disposal, Sanitary Napkin, SS, Surface Mounted | 1 | CC | A surface mounted, satin finish stainless steel, sanitary napkin disposal. Disposal features a flip-up cover, secured to the container by a heavy duty stainless steel piano-hinge. Disposal may be secured to wall or toilet partition. For general purpose use in female toilet stalls or rooms and uni-sex toilet rooms.
A5109 | Grab Bar, 1-1/4" Dia., SS, 2 Wall, W/C Accessible | 1 | CC | A 1-1/4" diameter, satin finish stainless steel, peened gripping surface, 2 wall toilet stall/ room, grab bar with concealed mounting flanges. Snap over flanges are provided to conceal mounting screws. A selection of mounting kits and concealed anchor devices are available from the manufacturers for different types of installations. Grab bar shall comply with barrier-free accessibility guidelines for structural strength. For typical water closet applications in toilet stalls and rooms where ADA (American's With Disabilities Act) requirements must be met.
A5145 | Hook, Garment, Double, SS, Surface Mounted | 1 | CC | A surface mounted, satin finish stainless steel, double garment hook. Equipped with a concealed mounting bracket that is secured to a concealed wall plate. For general purpose use throughout the facility to hang various items of apparel.
A5200 | Dispenser, Toilet Tissue, SS, 2-Roll, Surface Mntd | 1 | CC | A concealed surface mounted, double roll, satin finish stainless steel, toilet tissue dispenser. Unit accommodates two standard-core toilet tissue rolls through 5" in diameter. Spindles are chrome plated plastic with a heavy-duty internal spring and turn freely for non-controlled delivery. For general purpose use in restrooms.
F2010 | Basket, Wastepaper, Step-On | 1 | VV | "Step-on" wastepaper basket with inner liner and foot petal activated flip top.
P3000 | Lavatory, Vitreous China, Straight Back | 1 | CC | Wall mounted, vitreous china lavatory (approximate bowl size 7"x15"x10") with: straight-front apron, straight or contoured back; faucet holes on 4" centers; gooseneck spout; wrist blade handles; and grid strainer. It shall be suitable for use in clinics, offices, washrooms or patient care areas.
P9050 | Toilet, Wall Hung, Siphon Jet | 1 | CC | Siphon jet water closet/ toilet. This unit is wall hung with an elongated bowl, top spud flushometer, seat with open front and check hinge, and carrier. Used in restrooms throughout the health care facility.
10 - SB137 - Rad Thrpy Patient Dressing Cubicle, Bldg Sprt | 10 - SB137 - Rad Thrpy Patient Dressing Cubicle, Bldg Sprt | 10 - SB137 - Rad Thrpy Patient Dressing Cubicle, Bldg Sprt | 10 - SB137 - Rad Thrpy Patient Dressing Cubicle, Bldg Sprt | 10 - SB137 - Rad Thrpy Patient Dressing Cubicle, Bldg Sprt
JSN | NAME | QTY | ACQ/INS | DESCRIPTION
A1030 | Locker, 2 Person, Over/Under | 1 | VV | Two person locker, double tier, 72Hx12Wx18D. This unit includes hooks for coats and hats. Door equipped with safety guard handles. Designed for storage of coats, hats, and other personal belongings. Other width and depths are available.
A1080 | Mirror, Posture, Wall Mounted | 1 | CC | Wall mounted posture mirror. Consists of a 1/4" plate glass in a sturdy corrosion resistant frame with water proof back. For educational and therapy programs.
A5145 | Hook, Garment, Double, SS, Surface Mounted | 1 | CC | A surface mounted, satin finish stainless steel, double garment hook. Equipped with a concealed mounting bracket that is secured to a concealed wall plate. For general purpose use throughout the facility to hang various items of apparel.
3 - TREATMENT PLANNING UNIT AREA | 3 - TREATMENT PLANNING UNIT AREA | 3 - TREATMENT PLANNING UNIT AREA | 3 - TREATMENT PLANNING UNIT AREA | 3 - TREATMENT PLANNING UNIT AREA
1 - CRT11 - CT Simulator Unit Room, Rad Thrpy Svc | 1 - CRT11 - CT Simulator Unit Room, Rad Thrpy Svc | 1 - CRT11 - CT Simulator Unit Room, Rad Thrpy Svc | 1 - CRT11 - CT Simulator Unit Room, Rad Thrpy Svc | 1 - CRT11 - CT Simulator Unit Room, Rad Thrpy Svc
JSN | NAME | QTY | ACQ/INS | DESCRIPTION
A1010 | Telecommunication Outlet | 1 | VV | Telecommunication outlet location.
A1015 | Telephone, Desk, Multiple Line | 1 | VV | Telephone, desk, multiple line.
A5145 | Hook, Garment, Double, SS, Surface Mounted | 1 | CC | A surface mounted, satin finish stainless steel, double garment hook. Equipped with a concealed mounting bracket that is secured to a concealed wall plate. For general purpose use throughout the facility to hang various items of apparel.
A5180 | Track, Cubicle, Surface Mounted, With Curtain | 1 | VV | Surface mounted cubicle track, with curtain. Track constructed of thick extruded aluminum. Equipped with self lubricating carriers, beaded drop chain hooks, and flame resistant curtain. To include removable end caps. Designed to be suspended around patient areas where privacy is needed. Price listed is per foot of the track, curtains to be priced per quote.
F0205 | Chair, Side With Arms | 1 | VV | Upholstered side chair, 32" high X 21" wide X 23" deep with arms, padded seats and padded backs. Seat height is a minimum of 17". Available with or without sled base.
F0355 | Footstool, Straight | 1 | VV | Step stool. Used to assist patients getting on and off exam or surgical tables. Fitted with electrically conductive rubber tips.
F3200 | Clock, Battery, 12" Diameter | 1 | VV | Clock, 12" diameter. Round surface, easy to read numbers with sweep second hand. Wall mounted unit for use when impractical to install a fully synchronized clock system. Battery operated, (batteries not included).
M0750 | Flowmeter, Air, Connect w/50 PSI Supply | 1 | VV | Air flowmeter. Unit has a stainless steel needle valve with clear flowtube for connection to 50 PSI air outlet from central pipeline system. Requires the appropriate adapter for connection to the wall outlet and fitting to connect to tubing. Database prices reflect fittings with an attached DISS power outlet. Other outlet and adapter configurations are available.
M0755 | Flowmeter, Oxygen, Low Flow | 1 | VV | Oxygen flowmeter. Consists of a clear crystal flowtube calibrated to 3.5 or 8 LPM depending on manufacturer. For oxygen regulation in hospital settings. Database pricing includes DISS fitting and DISS power outlet and wall adapter. Other fitting and adapter configurations are available.
M0765 | Regulator, Vacuum | 1 | VV | Vacuum pressure regulator for connection to central piped vacuum system. Standard display scale is graduated at least from 0 to 200 mm Hg of vacuum. Displays on specialized regulators may cover other vacuum ranges. Regulator type (continuous, intermittent, continuous/intermittent, surgical, pediatric, thoracic, etc.) as required. To be used in delivery, neonatal, pediatrics or any area where suction is required. Database pricing reflects continuous regulators graduated to 200 mm Hg with a full line vacuum selection switch and DISS configured inlets and outlets.
M3072 | Frame, Infectious Waste Bag w/Lid | 1 | VV | Frame for an infectious waste collection bag. Made of heavy tubular stainless steel with heavy gauge welded steel platform. Adjust to hold 18" or 25" trash bags. Mounted on ball bearing casters and includes permanently mounted hinged lid. Provides means of bagging infectious waste at point of waste generation.
M4255 | Stand, IV, Adjustable | 1 | VV | Adjustable IV stand with 4-hook arrangement. Stand has stainless steel construction with heavy weight base. It adjusts from 66 inches to 100 inches and is mounted on conductive rubber, ball bearing, swivel casters. Stand is used for administering intravenous solutions.
X1415 | Laser Positioning System, Patient-Wall | 2 | VV | Laser positioning system. This unit is designed for accurate patient alignment for radiation therapy. Three vertical laser beams and a horizontal beam intersect to define the iso-center to aid in patient positioning. The unit is generally supplied as a component of various radiation therapy systems.
X8501 | Simulator, Therapy, X-Ray | 1 | VC | This system is specifically designed to simulate radiotherapy treatment plans in the Oncology Department. The characteristics and components include a precise mechanical system including digital fluoroscopic and radiographic x-ray capabilities and a flexible computer system. It shall have the capability to simulate any linear accelerator. Shall include a couch, collimator and accessories. Movements and scales shall be a match to other treatment machines to maintain their integrity of simulation for all cancer treatments. The system shall be DICOM RT compatible, for easy linkage to film-less image management systems and review stations.
2 - CRT12 - CT Simulator Control Room, Rad Thrpy Svc | 2 - CRT12 - CT Simulator Control Room, Rad Thrpy Svc | 2 - CRT12 - CT Simulator Control Room, Rad Thrpy Svc | 2 - CRT12 - CT Simulator Control Room, Rad Thrpy Svc | 2 - CRT12 - CT Simulator Control Room, Rad Thrpy Svc
JSN | NAME | QTY | ACQ/INS | DESCRIPTION
A1012 | Telephone, Wall Mounted, 1 Line | 1 | VV | Telephone, wall mounted, 1 line.
A5145 | Hook, Garment, Double, SS, Surface Mounted | 4 | CC | A surface mounted, satin finish stainless steel, double garment hook. Equipped with a concealed mounting bracket that is secured to a concealed wall plate. For general purpose use throughout the facility to hang various items of apparel.
A6110 | Counter, Console, Communications | 1 | CC | Counter, console, communications. Consists of one 18” wide base cabinet with two drawers and file drawer, one 30” wide pencil drawer and one 18” wide base cabinet with four drawers. The countertop shall be a composition of wood particle core with plastic laminate surface having a hard smooth surface finish, standard thickness of 1” and a 4” butt backsplash/curb.
CT030 | Countertop, High Pressure Laminate | 12 | CC | High pressure laminate countertop (composition of wood particle core with plastic laminate surface) having a hard smooth surface finish, standard thickness of 1", and a 4" butt backsplash/curb. Also referred to as a work surface or work top. Available in a wide choice of colors, patterns, and depths. Used in general purpose areas requiring a basic work surface arrangement with limited heat resistance and poor chemical resistance. Pricing based upon a 24" depth.
F0275 | Chair, Swivel, High Back | 5 | VV | Highback contemporary swivel chair, 41" high X 23" wide X 23" deep with five (5) caster swivel base and arms. Chair may be used at desks or in conference rooms. Back and seat are foam padded and upholstered with either woven textile fabric or vinyl.
F2000 | Basket, Wastepaper, Fire Resistant | 2 | VV | Wastepaper basket, fire resistant, approximately 40 quart capacity. This unit is used to collect and temporarily store small quantities of paper refuse in patient rooms, administrative areas and nursing stations. Size and shape varies depending on the application and manufacturer selected.
F3050 | Whiteboard, Dry Erase | 1 | VV | Whiteboard unit, approximately 36" H x 48" W consisting of a white porcelain enamel writing surface with an attached chalk tray. Magnetic surface available. Image can be easily removed with a standard chalkboard eraser. For use with water color pens. Unit is ready to hang.
F3200 | Clock, Battery, 12" Diameter | 1 | VV | Clock, 12" diameter. Round surface, easy to read numbers with sweep second hand. Wall mounted unit for use when impractical to install a fully synchronized clock system. Battery operated, (batteries not included).
M1801 | Computer, Microprocessing, w/Flat Panel Monitor | 2 | VV | Desk top microprocessing computer. The unit shall consist of a central processing mini tower, flat panel monitor, keyboard, mouse and speakers. The system shall have the following minimum characteristics: a 2.8 GHz Pentium processor; 512 MB memory; 80GB hard drive; 32/48x CD-ROMDVD combo; 1.44MB network interface card; video 32 MB NVIDIA; a 18 inch flat panel monitor. The computer is used throughout the facility to input, manipulate and retrieve information.
M1825 | Printer, Computer | 1 | VV | High resolution computer printer with a variety of type styles and sheet/envelope feeder trays. Database information reflects network ready, medium duty office style laser printers. Other types of printers (bubble jet, dot matrix, line or plotter) as well as light or heavy use capabilities are available.
X3150 | Rack, Apron/Gloves, Wall Mounted | 2 | CC | Apron and gloves rack. This is a wall unit which holds aprons and gloves. The body is heavy gauge steel finish in gray or green baked enamel, glove and apron holding arms are aluminum. The unit's convenient on wall storage will prolong the useful life of your protection aprons by helping prevent damage to internal components.
3 - CRT16 - Film Processing Room, Rad Thrpy Svc | 3 - CRT16 - Film Processing Room, Rad Thrpy Svc | 3 - CRT16 - Film Processing Room, Rad Thrpy Svc | 3 - CRT16 - Film Processing Room, Rad Thrpy Svc | 3 - CRT16 - Film Processing Room, Rad Thrpy Svc
JSN | NAME | QTY | ACQ/INS | DESCRIPTION
A1010 | Telecommunication Outlet | 1 | VV | Telecommunication outlet location.
A1012 | Telephone, Wall Mounted, 1 Line | 1 | VV | Telephone, wall mounted, 1 line.
C0045 | Frame, Apron, 1 Drawer, 4x36x22 | 2 | CC | Apron frame with one standard drawer. Also referred to as a drawer frame or table frame. Used for a knee space as a combination frame and drawer to support a top between base cabinets or a base cabinet and a wall. Constructed of steel.
CT030 | Countertop, High Pressure Laminate | 6 | CC | High pressure laminate countertop (composition of wood particle core with plastic laminate surface) having a hard smooth surface finish, standard thickness of 1", and a 4" butt backsplash/curb. Also referred to as a work surface or work top. Available in a wide choice of colors, patterns, and depths. Used in general purpose areas requiring a basic work surface arrangement with limited heat resistance and poor chemical resistance. Pricing based upon a 24" depth.
F0275 | Chair, Swivel, High Back | 1 | VV | Highback contemporary swivel chair, 41" high X 23" wide X 23" deep with five (5) caster swivel base and arms. Chair may be used at desks or in conference rooms. Back and seat are foam padded and upholstered with either woven textile fabric or vinyl.
F2000 | Basket, Wastepaper, Fire Resistant | 1 | VV | Wastepaper basket, fire resistant, approximately 40 quart capacity. This unit is used to collect and temporarily store small quantities of paper refuse in patient rooms, administrative areas and nursing stations. Size and shape varies depending on the application and manufacturer selected.
F3200 | Clock, Battery, 12" Diameter | 1 | VV | Clock, 12" diameter. Round surface, easy to read numbers with sweep second hand. Wall mounted unit for use when impractical to install a fully synchronized clock system. Battery operated, (batteries not included).
X1170 | Cabinet, Filing, Film, 5 Shelves, 88x36x18 | 1 | VV | Film filing cabinet. Open shelf system with 5 shelves. Each 36 inch shelf has three interlocking dividers for use with X-ray film jackets. The system is used to store and file X-ray film folders.
X3930 | Illuminator, Film, Double, Wall Mounted | 1 | VV | X-ray film illuminator approximately 20' H x 29' W x 6'' D. This is a double, wall mounted type unit with a continuous viewing surface. The tension film grips are adjustable top and bottom with standard grip strip. The unit's balanced-light viewing is assured by the 32W circular fluorescent lamp. It provides 500 feet candles of cool operation across the entire 14" X 17" viewing surface. It is available with or without film-activated switch. The unit can be used in hospitals, examining rooms, satellite office or lab.
4 - CRT17 - Block / Mold Room, Rad Thrpy Svc | 4 - CRT17 - Block / Mold Room, Rad Thrpy Svc | 4 - CRT17 - Block / Mold Room, Rad Thrpy Svc | 4 - CRT17 - Block / Mold Room, Rad Thrpy Svc | 4 - CRT17 - Block / Mold Room, Rad Thrpy Svc
JSN | NAME | QTY | ACQ/INS | DESCRIPTION
A1010 | Telecommunication Outlet | 2 | VV | Telecommunication outlet location.
A1012 | Telephone, Wall Mounted, 1 Line | 1 | VV | Telephone, wall mounted, 1 line.
A5075 | Dispenser, Soap, Disposable | 1 | VV | Disposable soap dispenser. One-handed dispensing operation. Designed to accommodate disposable soap cartridge and valve.
A5080 | Dispenser, Paper Towel, SS, Surface Mounted | 1 | CC | A surface mounted, satin finish stainless steel, single-fold, paper towel dispenser. Dispenser features: tumbler lock; front hinged at bottom; and refill indicator slot. Minimum capacity 400 single-fold paper towels. For general purpose use throughout the facility.
A5106 | Waste Disposal Unit, Sharps w/Glove Dispenser | 1 | VV | The unit is designed for the disposal of sharps and complies with OSHA guidelines for the handling of sharps. It shall house a 5 quart container and be capable of being mounted on a wall. It shall have a glove dispenser attached. The unit shall be secured by a locked enclosure.
A5145 | Hook, Garment, Double, SS, Surface Mounted | 1 | CC | A surface mounted, satin finish stainless steel, double garment hook. Equipped with a concealed mounting bracket that is secured to a concealed wall plate. For general purpose use throughout the facility to hang various items of apparel.
C0045 | Frame, Apron, 1 Drawer, 4x36x22 | 1 | CC | Apron frame with one standard drawer. Also referred to as a drawer frame or table frame. Used for a knee space as a combination frame and drawer to support a top between base cabinets or a base cabinet and a wall. Constructed of steel.
C04L0 | Cabinet, U/C/B, 1 DR, 3 Half DR, 1 Door, 36" W | 1 | CC | Standing height under counter base cabinet, 36" H x 36" W x 22" D with a full width drawer above three half width drawers alongside a solid right or left door/cupboard (appropriate door/cupboard configuration to be indicated on equipment elevation drawings). Also referred to as a combination cabinet or a drawer and cupboard cabinet. For general purpose use throughout the facility.
C04P0 | Cabinet, Sink, U/C/B, 2 Door, 36x36x22 | 1 | CC | Standing height under counter base sink cabinet with solid hinged doors. Also referred to as a double-door sink cabinet. For general purpose use throughout the facility where a sink is to be used. Coordinate actual clear cabinet dimension with the actual outside dimension of sink that is specified to ensure that they are compatible.
CE030 | Cabinet, W/H, 2 SH, 2 GDO, Sloping Top, 38x30x13 | 1 | CC | Wall hung cabinet with two adjustable shelves, framed-glass hinged doors, and sloping top. Also referred to as a framed-glass hinged double door wall case. For general purpose use throughout the facility.
CE040 | Cabinet, W/H, 2 SH, 2 GDO, Sloping Top, 38x36x13 | 2 | CC | Wall hung cabinet with two adjustable shelves, framed-glass hinged doors, and sloping top. Also referred to as a framed-glass hinged double door wall case. For general purpose use throughout the facility.
CS140 | Sink, SS, Single Compartment, 10x14x16 ID | 1 | CC | Single compartment stainless steel sink, drop-in, self-rimming, ledge-type, connected with a drain and provided with a mixing faucet. It shall also be provided with punched fixture holes on 4" center, integral back ledge to accommodate deck-mounted fixtures, brushed/polished interior and top surfaces, and sound deadened. Recommended for use in suspended or U/C/B sink cabinets having a high plastic laminate or Chemsurf laminate countertop/work surface. Coordinate actual outside sink dimensions with the actual clear dimension of cabinet specified to ensure that they are compatible. For general purpose use throughout the facility.
CT050 | Countertop, Stainless Steel | 1 | CC | Stainless steel countertop (composition of heavy-gauge Type No. 304 stainless steel) having a smooth satin finish and integral 4" backsplash/curb. Also referred to as a corrosion-resistant steel work surface or work top. Available in various depths. Used in areas where excellent ease of cleaning, abrasion resistance, bacteria resistance, impact resistance, load capacity and moisture resistance, are of concern. Pricing based upon a 24" depth.
CY090 | Cabinet, Floor Stand, 5 SH, 2 SGDO, ST, 95x36x16 | 2 | CC | Floor standing steel storage cabinet with five adjustable shelves, framed-glass sliding doors, and sloping top. Also referred to as a tall case or full height storage cabinet. For general purpose use throughout the facility.
F0230 | Chair, Drafting, Rotary | 1 | VV | Drafting chair approximately 47" high X 20" wide X 20" deep with rotary stool and a 5 (five) star base with casters. Padded seat and back. Foot ring adjusts with chair.
F2020 | Can, Trash, 44 Gallon | 1 | VV | Forty four (44) gallon trash can, 32" high X 24" diameter, with lid. Used to collect and transport refuse from a point of origin to point of disposal (example: from soiled utility or a nursing unit to the trash compactor at housekeeping).
F3200 | Clock, Battery, 12" Diameter | 1 | VV | Clock, 12" diameter. Round surface, easy to read numbers with sweep second hand. Wall mounted unit for use when impractical to install a fully synchronized clock system. Battery operated, (batteries not included).
M1801 | Computer, Microprocessing, w/Flat Panel Monitor | 1 | VV | Desk top microprocessing computer. The unit shall consist of a central processing mini tower, flat panel monitor, keyboard, mouse and speakers. The system shall have the following minimum characteristics: a 2.8 GHz Pentium processor; 512 MB memory; 80GB hard drive; 32/48x CD-ROMDVD combo; 1.44MB network interface card; video 32 MB NVIDIA; a 18 inch flat panel monitor. The computer is used throughout the facility to input, manipulate and retrieve information.
T0285 | Drill Press, Floor Mounted, Tilt Table | 1 | VV | Floor mounted drill press. Characteristics/components include 1/2 inch drill capacity; tilt table that tilts 45 degrees; 3/4 HP motor; three-spoke pilot wheel; depth stop and gauge. The unit is used for general purposes in occupational therapy.
T9400 | Vise, Machinists', Swivel Base | 1 | VV | General purpose machinists' vise. Characteristics include 360 degree swivel base with lock down and capability to hold pipe, shafts, and square machined parts with maximum gripping. Vise is used for a wide range of work and is available in 4 to 6 inch jaw widths.
X3930 | Illuminator, Film, Double, Wall Mounted | 1 | VV | X-ray film illuminator approximately 20' H x 29' W x 6'' D. This is a double, wall mounted type unit with a continuous viewing surface. The tension film grips are adjustable top and bottom with standard grip strip. The unit's balanced-light viewing is assured by the 32W circular fluorescent lamp. It provides 500 feet candles of cool operation across the entire 14" X 17" viewing surface. It is available with or without film-activated switch. The unit can be used in hospitals, examining rooms, satellite office or lab.
X8010 | Cutter, Block, Beam, Radiotherapy | 1 | VV | Radiotherapy beam block cutter. The unit is used to create blanks to cast a shielding block for radiation therapy use. The system consists of a lighted work table for the positioning of an x-ray of the area to be treated. The treatment height is determined by adjusting a column; then a stylus is used to trace the area to be shielded while a heated wire cuts a foam block.
5 - CRT21 - Ultrasound Planning Unit, Rad Thrpy Svc | 5 - CRT21 - Ultrasound Planning Unit, Rad Thrpy Svc | 5 - CRT21 - Ultrasound Planning Unit, Rad Thrpy Svc | 5 - CRT21 - Ultrasound Planning Unit, Rad Thrpy Svc | 5 - CRT21 - Ultrasound Planning Unit, Rad Thrpy Svc
JSN | NAME | QTY | ACQ/INS | DESCRIPTION
A1010 | Telecommunication Outlet | 2 | VV | Telecommunication outlet location.
A1014 | Telephone, Wall Mounted, 1 Line, With Speaker | 1 | VV | Telephone, wall mounted, 1 line, with speaker.
A1067 | Mirror, Float Glass, ADA Accessible | 1 | CC | A high quality 1/4" polished float glass mirror with a stainless steel frame. Frame holds mirror in a tilted position for accessibility and compliance with ADA requirements. Mirror has a galvanized steel back secured to frame with concealed screws with integral horizontal hanging brackets. Mirror shall be approximately 18" wide and 36" high. Other sizes are available.
A5075 | Dispenser, Soap, Disposable | 1 | VV | Disposable soap dispenser. One-handed dispensing operation. Designed to accommodate disposable soap cartridge and valve.
A5082 | Dispenser, Paper Towel, Sensor, Hands Free | 1 | CC | A surface mounted, sensor activated, automatic, roll paper towel dispenser. The unit dispenses a paper towel automatically only when hands are place in position below the dispenser for maximum sanitation and hygiene. May include adjustable settings for sheet length, time delay, and sensor range. Unit is battery operated or with optional AC power adapter.
A5107 | Dispenser, Glove, Surgical/Examination, Wall Mntd | 1 | VV | Examination three (Small Medium, Large) glove dispenser box for wall mounting. Fabricated of either cold rolled steel with a white baked enamel finish, plastic or acrylic. Hardware not included, Option 3 powder coated steel.
A5108 | Waste Disposal Unit, Sharps | 1 | VV | A container for collecting and transporting syringes and other sharps for decontamination and disposal. Available in 2 gallon and 8 gallon with locking rotor. Complies with OSHA regulations for handling sharps.
A5145 | Hook, Garment, Double, SS, Surface Mounted | 1 | CC | A surface mounted, satin finish stainless steel, double garment hook. Equipped with a concealed mounting bracket that is secured to a concealed wall plate. For general purpose use throughout the facility to hang various items of apparel.
A5180 | Track, Cubicle, Surface Mounted, With Curtain | 12 | VV | Surface mounted cubicle track, with curtain. Track constructed of thick extruded aluminum. Equipped with self lubricating carriers, beaded drop chain hooks, and flame resistant curtain. To include removable end caps. Designed to be suspended around patient areas where privacy is needed. Price listed is per foot of the track, curtains to be priced per quote.
E0930 | Locker, Supply, 6 Drawers, Mobile, 29"W x 20"D | 1 | VV | THIS TYPICAL INCLUDES: 1 Mobile Supply Locker 2 Tray/Shelf 4 Drawers, 3"H 2 Drawers, 6"H Drawer Organizer Bins
E0945 | Cart, Computer, Mobile | 1 | VV | A mobile computer cart for use throughout the facility. The cart dimensions will be approximately 45" H x 30" W x 22" D with casters. May include drawers and miscellaneous other accessories that will be determined at time of purchase. This Typical may include: 1 Cart Body, w/Computer Support, Style-A Narrow, w/Raised Edge Top 1 Flip-Up Shelf 1 Sharps Container Holder 1 Wastebasket 1 Chart Holder 2 Drawers, 3"H 2 Drawers, 6"H 3 Accessory Rail, Side Drawer Organizer Bins
F0205 | Chair, Side With Arms | 1 | VV | Upholstered side chair, 32" high X 21" wide X 23" deep with arms, padded seats and padded backs. Seat height is a minimum of 17". Available with or without sled base.
F0355 | Footstool, Straight | 1 | VV | Step stool. Used to assist patients getting on and off exam or surgical tables. Fitted with electrically conductive rubber tips.
F2000 | Basket, Wastepaper, Fire Resistant | 1 | VV | Wastepaper basket, fire resistant, approximately 40 quart capacity. This unit is used to collect and temporarily store small quantities of paper refuse in patient rooms, administrative areas and nursing stations. Size and shape varies depending on the application and manufacturer selected.
F3200 | Clock, Battery, 12" Diameter | 1 | VV | Clock, 12" diameter. Round surface, easy to read numbers with sweep second hand. Wall mounted unit for use when impractical to install a fully synchronized clock system. Battery operated, (batteries not included).
M1801 | Computer, Microprocessing, w/Flat Panel Monitor | 1 | VV | Desk top microprocessing computer. The unit shall consist of a central processing mini tower, flat panel monitor, keyboard, mouse and speakers. The system shall have the following minimum characteristics: a 2.8 GHz Pentium processor; 512 MB memory; 80GB hard drive; 32/48x CD-ROMDVD combo; 1.44MB network interface card; video 32 MB NVIDIA; a 18 inch flat panel monitor. The computer is used throughout the facility to input, manipulate and retrieve information.
M3072 | Frame, Infectious Waste Bag w/Lid | 1 | VV | Frame for an infectious waste collection bag. Made of heavy tubular stainless steel with heavy gauge welded steel platform. Adjust to hold 18" or 25" trash bags. Mounted on ball bearing casters and includes permanently mounted hinged lid. Provides means of bagging infectious waste at point of waste generation.
M4655 | Stretcher, Mobile, CRS, 9 Position | 1 | VV | Mobile stretcher. All corrosion resistant stainless steel construction. It consists of a tubular frame with side rails, a 9-position hydraulic base with pneumatic fowler adjustment, and a 2" pad. Unit is mounted on 8" conductive casters. Designed for patient transport as well as for minor surgical procedures.
M7435 | Light, Overbed, Direct And Indirect | 1 | CC | Overbed patient room light which provides direct light for patient activity and indirect light for patient examination. The indirect portion of the light can be flipped down or redirected to provide dual intensity direct lighting. Unit is fully enclosed and is available in varying lengths. Some units feature a controlled power shut off to the light and patient bed when bumped by any item. Unit is designed to be wired directly to a junction box in the wall, a headwall service rail or patient service column. Dimensions are for a three foot light.
M8810 | Stand, Mayo | 1 | VV | Adjustable instrument table. Table is corrosion resistant stainless steel construction and is mounted on two casters with two skid rails. It has telescopic upright adjusts from 39 inches to 60 inches with automatic locking device, and removable 13"x19" instrument tray. Designed for use in operating and procedure rooms.
M8940 | Stool, Anesthesia, With Back | 1 | VV | Anesthesia stool with back. All stainless steel with well-curved back panel and wide conductive seat. Designed for the anesthesiologist during surgical procedures.
X2100 | Scanner, Ultrasound, General Purpose | 1 | VV | High definition, diagnostic ultrasound system for Radiology, Cardiology, Vascular, ob-gyn, Perinatology, and Surgical imaging applications. The unit employs curved, phased and linear array imaging technology. The system supports colorflow, pulse and continuous wave imaging modalities. On board software measurement packages available for all imaging applications. The system is DICOM 3.0 compatible, for easy linkage to filmless image management systems and review stations. In addition, a full line of probes and conventional recording devices are available.
6 - CRT26 - Treatment Planning Computer Room / Dosimetry, Rad Thrpy Svc | 6 - CRT26 - Treatment Planning Computer Room / Dosimetry, Rad Thrpy Svc | 6 - CRT26 - Treatment Planning Computer Room / Dosimetry, Rad Thrpy Svc | 6 - CRT26 - Treatment Planning Computer Room / Dosimetry, Rad Thrpy Svc | 6 - CRT26 - Treatment Planning Computer Room / Dosimetry, Rad Thrpy Svc
JSN | NAME | QTY | ACQ/INS | DESCRIPTION
A1010 | Telecommunication Outlet | 2 | VV | Telecommunication outlet location.
A1015 | Telephone, Desk, Multiple Line | 1 | VV | Telephone, desk, multiple line.
A5145 | Hook, Garment, Double, SS, Surface Mounted | 1 | CC | A surface mounted, satin finish stainless steel, double garment hook. Equipped with a concealed mounting bracket that is secured to a concealed wall plate. For general purpose use throughout the facility to hang various items of apparel.
E0051 | Workstation, Corner Work Surface, Wall Mtd, 72x48 | 1 | VV | THIS TYPICAL INCLUDES: 4 Vertical Hanging Strips 2 Lockable Flipper Units 2 Shelf, Storage/Display 2 Light 1 Tackboard 2 Tool Rail 2 Paper Tray 1 Diagonal Tray 1 Cantilevered Work Surface 1 Cantilevered Corner Work Surface 1 Adjustable Keyboard Tray 1 Mobile Pedestal, Box/File 1 Cpu Holder
F0275 | Chair, Swivel, High Back | 1 | VV | Highback contemporary swivel chair, 41" high X 23" wide X 23" deep with five (5) caster swivel base and arms. Chair may be used at desks or in conference rooms. Back and seat are foam padded and upholstered with either woven textile fabric or vinyl.
F2000 | Basket, Wastepaper, Fire Resistant | 1 | VV | Wastepaper basket, fire resistant, approximately 40 quart capacity. This unit is used to collect and temporarily store small quantities of paper refuse in patient rooms, administrative areas and nursing stations. Size and shape varies depending on the application and manufacturer selected.
F3200 | Clock, Battery, 12" Diameter | 1 | VV | Clock, 12" diameter. Round surface, easy to read numbers with sweep second hand. Wall mounted unit for use when impractical to install a fully synchronized clock system. Battery operated, (batteries not included).
M1801 | Computer, Microprocessing, w/Flat Panel Monitor | 1 | VV | Desk top microprocessing computer. The unit shall consist of a central processing mini tower, flat panel monitor, keyboard, mouse and speakers. The system shall have the following minimum characteristics: a 2.8 GHz Pentium processor; 512 MB memory; 80GB hard drive; 32/48x CD-ROMDVD combo; 1.44MB network interface card; video 32 MB NVIDIA; a 18 inch flat panel monitor. The computer is used throughout the facility to input, manipulate and retrieve information.
M1840 | Printer/Copier/Fax Combination | 1 | VV | Multifunctional printer, fax, scanner and copier (PFC) all-in-one machine.
X9842 | Computer, Rad Therapy Treatment Planning | 1 | VC | The treatment planning computer must provide a total system three dimensional configuration that provides enhanced visualization of the radiation beam target volume, patient anatomy, treatment beam data and dose distribution. The system must be capable of brachytherapy treatment planning, using both linear and seed source. As a minimum shall include the optional CT/MR interface, a second remote work station and graphic work station.
7 - SC243 - Rad Thrpy Team Room, Clncl Sprt | 7 - SC243 - Rad Thrpy Team Room, Clncl Sprt | 7 - SC243 - Rad Thrpy Team Room, Clncl Sprt | 7 - SC243 - Rad Thrpy Team Room, Clncl Sprt | 7 - SC243 - Rad Thrpy Team Room, Clncl Sprt
JSN | NAME | QTY | ACQ/INS | DESCRIPTION
A1010 | Telecommunication Outlet | 3 | VV | Telecommunication outlet location.
A1012 | Telephone, Wall Mounted, 1 Line | 1 | VV | Telephone, wall mounted, 1 line.
A5077 | Dispenser, Hand Sanitizer, Hands-Free | 1 | VV | A touch free wall-mounted hand sanitizer dispenser. For use throughout a healthcare facility. Unit does not include the sanitizing liquid. Units are battery operated.
A5145 | Hook, Garment, Double, SS, Surface Mounted | 1 | CC | A surface mounted, satin finish stainless steel, double garment hook. Equipped with a concealed mounting bracket that is secured to a concealed wall plate. For general purpose use throughout the facility to hang various items of apparel.
F0115 | Bookcase, Open, 5 Shelf | 1 | VV | Freestanding open shelf bookcase, approximately 82" high X 37" wide X 18" deep with 5 (five) adjustable shelves. Unit can be separate or part of a system with available add-on shelving.
F0220 | Chair, Conference | 4 | VV | Conference chair designed to complement the executive furniture package selected. Foam rubber cushioned seats and backs covered with either woven fabric or vinyl. Base with 5 (five) swivel casters.
F0405 | Cabinet, Filing, Full Height, 4-5 Drawer | 1 | VV | Four (4) or five (5) drawer letter size, vertical filing cabinet, 53" high X 15" wide X 29" deep with locking device. Each drawer has label holder, handle and roller cradle.
F0750 | Table, Office, (size as required) | 4 | VV | Office table, sized as required. May be used as either a four (4) to six (6) person conference table or as an extra work surface area.
F2000 | Basket, Wastepaper, Fire Resistant | 1 | VV | Wastepaper basket, fire resistant, approximately 40 quart capacity. This unit is used to collect and temporarily store small quantities of paper refuse in patient rooms, administrative areas and nursing stations. Size and shape varies depending on the application and manufacturer selected.
F3055 | Whiteboard, With Sliding Panels. | 1 | VV | Standard installations consist of sliding panels and a fixed back panel with the choice of chalkboard, markerboard, bulletin board, or a combination of these choices.
F3200 | Clock, Battery, 12" Diameter | 1 | VV | Clock, 12" diameter. Round surface, easy to read numbers with sweep second hand. Wall mounted unit for use when impractical to install a fully synchronized clock system. Battery operated, (batteries not included).
4 - SUPPORT AREA | 4 - SUPPORT AREA | 4 - SUPPORT AREA | 4 - SUPPORT AREA | 4 - SUPPORT AREA
1 - CRT31 - Sealed Source Room, Rad Thrpy Svc | 1 - CRT31 - Sealed Source Room, Rad Thrpy Svc | 1 - CRT31 - Sealed Source Room, Rad Thrpy Svc | 1 - CRT31 - Sealed Source Room, Rad Thrpy Svc | 1 - CRT31 - Sealed Source Room, Rad Thrpy Svc
JSN | NAME | QTY | ACQ/INS | DESCRIPTION
A1010 | Telecommunication Outlet | 1 | VV | Telecommunication outlet location.
A1012 | Telephone, Wall Mounted, 1 Line | 1 | VV | Telephone, wall mounted, 1 line.
A5075 | Dispenser, Soap, Disposable | 1 | VV | Disposable soap dispenser. One-handed dispensing operation. Designed to accommodate disposable soap cartridge and valve.
A5080 | Dispenser, Paper Towel, SS, Surface Mounted | 1 | CC | A surface mounted, satin finish stainless steel, single-fold, paper towel dispenser. Dispenser features: tumbler lock; front hinged at bottom; and refill indicator slot. Minimum capacity 400 single-fold paper towels. For general purpose use throughout the facility.
C0045 | Frame, Apron, 1 Drawer, 4x36x22 | 1 | CC | Apron frame with one standard drawer. Also referred to as a drawer frame or table frame. Used for a knee space as a combination frame and drawer to support a top between base cabinets or a base cabinet and a wall. Constructed of steel.
C04E0 | Cabinet, U/C/B, 1 Shelf, 1 Drawer, 2 DO, 36x36x22 | 1 | CC | Standing height under counter base cabinet with an adjustable shelf and a full width drawer above solid hinged doors. Also referred to as a combination cabinet or a drawer and cupboard cabinet. For general purpose use throughout the facility.
C04J0 | Cabinet, U/C/B, 8 Half Drawer, 36x36x22 | 1 | CC | Standing height under counter base cabinet with eight half width drawers of equal height. Also referred to as a drawer cabinet. For general purpose use throughout the facility.
C04P0 | Cabinet, Sink, U/C/B, 2 Door, 36x36x22 | 1 | CC | Standing height under counter base sink cabinet with solid hinged doors. Also referred to as a double-door sink cabinet. For general purpose use throughout the facility where a sink is to be used. Coordinate actual clear cabinet dimension with the actual outside dimension of sink that is specified to ensure that they are compatible.
CE040 | Cabinet, W/H, 2 SH, 2 GDO, Sloping Top, 38x36x13 | 1 | CC | Wall hung cabinet with two adjustable shelves, framed-glass hinged doors, and sloping top. Also referred to as a framed-glass hinged double door wall case. For general purpose use throughout the facility.
CS140 | Sink, SS, Single Compartment, 10x14x16 ID | 1 | CC | Single compartment stainless steel sink, drop-in, self-rimming, ledge-type, connected with a drain and provided with a mixing faucet. It shall also be provided with punched fixture holes on 4" center, integral back ledge to accommodate deck-mounted fixtures, brushed/polished interior and top surfaces, and sound deadened. Recommended for use in suspended or U/C/B sink cabinets having a high plastic laminate or Chemsurf laminate countertop/work surface. Coordinate actual outside sink dimensions with the actual clear dimension of cabinet specified to ensure that they are compatible. For general purpose use throughout the facility.
CT050 | Countertop, Stainless Steel | 1 | CC | Stainless steel countertop (composition of heavy-gauge Type No. 304 stainless steel) having a smooth satin finish and integral 4" backsplash/curb. Also referred to as a corrosion-resistant steel work surface or work top. Available in various depths. Used in areas where excellent ease of cleaning, abrasion resistance, bacteria resistance, impact resistance, load capacity and moisture resistance, are of concern. Pricing based upon a 24" depth.
CW150 | Cabinet, Floor Standing, 5 SH, 2 GDO, ST, 98"x48" | 1 | CC | Floor standing storage cabinet approximately 98" H x 48" W x 22" D with five adjustable shelves, framed glass hinged doors, and sloping top. Also referred to as a framed glass hinged double door case. For general purpose use throughout the facility.
D0860 | Light, Bench, Dental | 1 | CC | Bench light. Used on dental prosthetic laboratory benches. The database physical dimensions refer to the reach of the lamp arm.
F0230 | Chair, Drafting, Rotary | 1 | VV | Drafting chair approximately 47" high X 20" wide X 20" deep with rotary stool and a 5 (five) star base with casters. Padded seat and back. Foot ring adjusts with chair.
F0535 | Cart, Utility | 1 | VV | Utility cart, 32-39" high X 36" wide X 24" deep, with 4 (four) heavy duty caster wheels.
F2000 | Basket, Wastepaper, Fire Resistant | 1 | VV | Wastepaper basket, fire resistant, approximately 40 quart capacity. This unit is used to collect and temporarily store small quantities of paper refuse in patient rooms, administrative areas and nursing stations. Size and shape varies depending on the application and manufacturer selected.
F3200 | Clock, Battery, 12" Diameter | 1 | VV | Clock, 12" diameter. Round surface, easy to read numbers with sweep second hand. Wall mounted unit for use when impractical to install a fully synchronized clock system. Battery operated, (batteries not included).
M1801 | Computer, Microprocessing, w/Flat Panel Monitor | 1 | VV | Desk top microprocessing computer. The unit shall consist of a central processing mini tower, flat panel monitor, keyboard, mouse and speakers. The system shall have the following minimum characteristics: a 2.8 GHz Pentium processor; 512 MB memory; 80GB hard drive; 32/48x CD-ROMDVD combo; 1.44MB network interface card; video 32 MB NVIDIA; a 18 inch flat panel monitor. The computer is used throughout the facility to input, manipulate and retrieve information.
M1840 | Printer/Copier/Fax Combination | 1 | VV | Multifunctional printer, fax, scanner and copier (PFC) all-in-one machine.
T0010 | Beam Analyzer, Radiation Therapy | 1 | VV | Radiation Beam Analyzer This is a quality assurance system that measures therapy radiation sources, including dose and dose rates, enabling user calculation of beam constancy, flatness and symmetry.
T0025 | Meter, Radiation Survey | 1 | VV | Radiation survey meter. Characteristics/components include hand held and battery operated with a built-in detector; and ability to detect alpha, beta, gamma and x-ray radiation. This unit is used for spot-checking laboratories and other work areas for contamination of equipment, counter tops and floors. The unit is also well suited for detecting accidental exposures to personnel clothes, checking x-ray equipment for possible leakage or locating small spills.
T0030 | Radiation-Light Field Analyzer | 1 | VV | Light and radiation field analyzer for quality assurance testing of radiation therapy devices. Unit is self contained and checks the coincidence of light and radiation fields, symmetry of radiation field, flatness of radiation field, and penumbra size of the radiation field. Unit has a built in graphics printer for hard copy output of scanned information.
T0180 | Cabinet, Storage, Tool, F/Mounted | 1 | CC | The cabinet shall be designed to store and secure tools and will be non mobile.
T0801 | Workbench, Electric, Pedestal Base | 1 | VV | Electrical workbench approximately 34" H x 72" W x 36" D. Characteristics/components include butcher block maple top; with two drawer or door pedestals and an electronic riser wiring kit. This workbench is used in wood and metal workshops. Workbench is a mix and match construction and can be configured to end users needs.
T1000 | Cabinet, Tool, Mobile, With Mechanics Tool Chest | 1 | VV | Tool cabinet and chest. Characteristics/components include: a mobile tool cabinet with 5 inch casters; shall have a minimum of 7 tamper-proof drawers; and have an internal drawer locking system that prevents unintentional drawer openings. The mechanics tool chest shall be capable of sitting on top of the mobile tool cabinet. It shall have a minimum of 10 tamper-proof drawers and have an internal drawer locking system that prevents unintentional drawer opening. All drawers shall lock automatically when the lid is closed. Shall have a partitioned top till that holds the lift-out trays equipped with socket dividers.
T8005 | Signal - Differential Amp. Analyzer | 1 | VV | Signal analyzer. This unit is capable of analyzing the electrical signals for distortion, networking, noise levels, and burst signals. The system can be used to determine Electro magnetic interface and many other applications. The unit is programmable to measure and analyze all aspects of signal transmission. Used in research and maintenance in a healthcare facility.
T8020 | Generator, Pulse | 1 | VV | Pulse generator. Characteristics/components include four output modes; and complement dual outputs that greatly increase unit applicability in logic design areas, especially interfacing within a system or to peripherals. The unique output flexibility within the normal and complement modes is particularly useful in logic design or control applications requiring simultaneous signals.
T8025 | Generator, Function | 1 | VV | Function generator. Characteristics/components include generated size, triangle and square waveforms; covers 0.2 Hz to 2.0 MHz in 7 ranges; voltage controlled amplitude output; 20 dB step attenuator; four digit frequency counter display and ability to generate low-distortion sine waves which make the unit uniquely appropriate for applications requiring audio signals.
T8045 | Oscilloscope, With Accessories | 1 | VV | Oscilloscope. Characteristics/components include 100 MHz unit; digitizing scope with a fully-functional analog scope that can control data acquisition and a switch-selectable Pre/Post/Mid-triggering with reference to a triggering event. This unit is used to evaluate electronic equipment faults.
T9420 | Vise, Bench/Pipe, Swivel Base, 5 Inch Jaw | 1 | VV | Bench and pipe vise. Characteristics/components include 6 inch opening jaw; 5 inch width jaw; holds 1/8 to 1-1/2 inch pipe. Swivel base allows full 360 degrees rotation, geared lock bolt insures positive locking against slippage.
2 - CRT34 - Physics Laboratory, Rad Thrpy Svc | 2 - CRT34 - Physics Laboratory, Rad Thrpy Svc | 2 - CRT34 - Physics Laboratory, Rad Thrpy Svc | 2 - CRT34 - Physics Laboratory, Rad Thrpy Svc | 2 - CRT34 - Physics Laboratory, Rad Thrpy Svc
JSN | NAME | QTY | ACQ/INS | DESCRIPTION
A1010 | Telecommunication Outlet | 4 | VV | Telecommunication outlet location.
A1012 | Telephone, Wall Mounted, 1 Line | 1 | VV | Telephone, wall mounted, 1 line.
A1016 | Telephone, Desk, With Speaker | 2 | VV | Telephone, desk, with speaker.
A5075 | Dispenser, Soap, Disposable | 1 | VV | Disposable soap dispenser. One-handed dispensing operation. Designed to accommodate disposable soap cartridge and valve.
A5080 | Dispenser, Paper Towel, SS, Surface Mounted | 1 | CC | A surface mounted, satin finish stainless steel, single-fold, paper towel dispenser. Dispenser features: tumbler lock; front hinged at bottom; and refill indicator slot. Minimum capacity 400 single-fold paper towels. For general purpose use throughout the facility.
C0045 | Frame, Apron, 1 Drawer, 4x36x22 | 2 | CC | Apron frame with one standard drawer. Also referred to as a drawer frame or table frame. Used for a knee space as a combination frame and drawer to support a top between base cabinets or a base cabinet and a wall. Constructed of steel.
C04E0 | Cabinet, U/C/B, 1 Shelf, 1 Drawer, 2 DO, 36x36x22 | 1 | CC | Standing height under counter base cabinet with an adjustable shelf and a full width drawer above solid hinged doors. Also referred to as a combination cabinet or a drawer and cupboard cabinet. For general purpose use throughout the facility.
C04J0 | Cabinet, U/C/B, 8 Half Drawer, 36x36x22 | 1 | CC | Standing height under counter base cabinet with eight half width drawers of equal height. Also referred to as a drawer cabinet. For general purpose use throughout the facility.
C04P0 | Cabinet, Sink, U/C/B, 2 Door, 36x36x22 | 1 | CC | Standing height under counter base sink cabinet with solid hinged doors. Also referred to as a double-door sink cabinet. For general purpose use throughout the facility where a sink is to be used. Coordinate actual clear cabinet dimension with the actual outside dimension of sink that is specified to ensure that they are compatible.
CE040 | Cabinet, W/H, 2 SH, 2 GDO, Sloping Top, 38x36x13 | 4 | CC | Wall hung cabinet with two adjustable shelves, framed-glass hinged doors, and sloping top. Also referred to as a framed-glass hinged double door wall case. For general purpose use throughout the facility.
CS140 | Sink, SS, Single Compartment, 10x14x16 ID | 1 | CC | Single compartment stainless steel sink, drop-in, self-rimming, ledge-type, connected with a drain and provided with a mixing faucet. It shall also be provided with punched fixture holes on 4" center, integral back ledge to accommodate deck-mounted fixtures, brushed/polished interior and top surfaces, and sound deadened. Recommended for use in suspended or U/C/B sink cabinets having a high plastic laminate or Chemsurf laminate countertop/work surface. Coordinate actual outside sink dimensions with the actual clear dimension of cabinet specified to ensure that they are compatible. For general purpose use throughout the facility.
CT030 | Countertop, High Pressure Laminate | 15 | CC | High pressure laminate countertop (composition of wood particle core with plastic laminate surface) having a hard smooth surface finish, standard thickness of 1", and a 4" butt backsplash/curb. Also referred to as a work surface or work top. Available in a wide choice of colors, patterns, and depths. Used in general purpose areas requiring a basic work surface arrangement with limited heat resistance and poor chemical resistance. Pricing based upon a 24" depth.
CT050 | Countertop, Stainless Steel | 1 | CC | Stainless steel countertop (composition of heavy-gauge Type No. 304 stainless steel) having a smooth satin finish and integral 4" backsplash/curb. Also referred to as a corrosion-resistant steel work surface or work top. Available in various depths. Used in areas where excellent ease of cleaning, abrasion resistance, bacteria resistance, impact resistance, load capacity and moisture resistance, are of concern. Pricing based upon a 24" depth.
CW150 | Cabinet, Floor Standing, 5 SH, 2 GDO, ST, 98"x48" | 2 | CC | Floor standing storage cabinet approximately 98" H x 48" W x 22" D with five adjustable shelves, framed glass hinged doors, and sloping top. Also referred to as a framed glass hinged double door case. For general purpose use throughout the facility.
D0860 | Light, Bench, Dental | 2 | CC | Bench light. Used on dental prosthetic laboratory benches. The database physical dimensions refer to the reach of the lamp arm.
F0230 | Chair, Drafting, Rotary | 2 | VV | Drafting chair approximately 47" high X 20" wide X 20" deep with rotary stool and a 5 (five) star base with casters. Padded seat and back. Foot ring adjusts with chair.
F0535 | Cart, Utility | 2 | VV | Utility cart, 32-39" high X 36" wide X 24" deep, with 4 (four) heavy duty caster wheels.
F2000 | Basket, Wastepaper, Fire Resistant | 3 | VV | Wastepaper basket, fire resistant, approximately 40 quart capacity. This unit is used to collect and temporarily store small quantities of paper refuse in patient rooms, administrative areas and nursing stations. Size and shape varies depending on the application and manufacturer selected.
F3200 | Clock, Battery, 12" Diameter | 1 | VV | Clock, 12" diameter. Round surface, easy to read numbers with sweep second hand. Wall mounted unit for use when impractical to install a fully synchronized clock system. Battery operated, (batteries not included).
M1801 | Computer, Microprocessing, w/Flat Panel Monitor | 2 | VV | Desk top microprocessing computer. The unit shall consist of a central processing mini tower, flat panel monitor, keyboard, mouse and speakers. The system shall have the following minimum characteristics: a 2.8 GHz Pentium processor; 512 MB memory; 80GB hard drive; 32/48x CD-ROMDVD combo; 1.44MB network interface card; video 32 MB NVIDIA; a 18 inch flat panel monitor. The computer is used throughout the facility to input, manipulate and retrieve information.
M1840 | Printer/Copier/Fax Combination | 1 | VV | Multifunctional printer, fax, scanner and copier (PFC) all-in-one machine.
T0010 | Beam Analyzer, Radiation Therapy | 1 | VV | Radiation Beam Analyzer This is a quality assurance system that measures therapy radiation sources, including dose and dose rates, enabling user calculation of beam constancy, flatness and symmetry.
T0025 | Meter, Radiation Survey | 2 | VV | Radiation survey meter. Characteristics/components include hand held and battery operated with a built-in detector; and ability to detect alpha, beta, gamma and x-ray radiation. This unit is used for spot-checking laboratories and other work areas for contamination of equipment, counter tops and floors. The unit is also well suited for detecting accidental exposures to personnel clothes, checking x-ray equipment for possible leakage or locating small spills.
T0030 | Radiation-Light Field Analyzer | 1 | VV | Light and radiation field analyzer for quality assurance testing of radiation therapy devices. Unit is self contained and checks the coincidence of light and radiation fields, symmetry of radiation field, flatness of radiation field, and penumbra size of the radiation field. Unit has a built in graphics printer for hard copy output of scanned information.
T0180 | Cabinet, Storage, Tool, F/Mounted | 1 | CC | The cabinet shall be designed to store and secure tools and will be non mobile.
T0801 | Workbench, Electric, Pedestal Base | 2 | VV | Electrical workbench approximately 34" H x 72" W x 36" D. Characteristics/components include butcher block maple top; with two drawer or door pedestals and an electronic riser wiring kit. This workbench is used in wood and metal workshops. Workbench is a mix and match construction and can be configured to end users needs.
T1000 | Cabinet, Tool, Mobile, With Mechanics Tool Chest | 2 | VV | Tool cabinet and chest. Characteristics/components include: a mobile tool cabinet with 5 inch casters; shall have a minimum of 7 tamper-proof drawers; and have an internal drawer locking system that prevents unintentional drawer openings. The mechanics tool chest shall be capable of sitting on top of the mobile tool cabinet. It shall have a minimum of 10 tamper-proof drawers and have an internal drawer locking system that prevents unintentional drawer opening. All drawers shall lock automatically when the lid is closed. Shall have a partitioned top till that holds the lift-out trays equipped with socket dividers.
T8005 | Signal - Differential Amp. Analyzer | 1 | VV | Signal analyzer. This unit is capable of analyzing the electrical signals for distortion, networking, noise levels, and burst signals. The system can be used to determine Electro magnetic interface and many other applications. The unit is programmable to measure and analyze all aspects of signal transmission. Used in research and maintenance in a healthcare facility.
T8020 | Generator, Pulse | 1 | VV | Pulse generator. Characteristics/components include four output modes; and complement dual outputs that greatly increase unit applicability in logic design areas, especially interfacing within a system or to peripherals. The unique output flexibility within the normal and complement modes is particularly useful in logic design or control applications requiring simultaneous signals.
T8025 | Generator, Function | 1 | VV | Function generator. Characteristics/components include generated size, triangle and square waveforms; covers 0.2 Hz to 2.0 MHz in 7 ranges; voltage controlled amplitude output; 20 dB step attenuator; four digit frequency counter display and ability to generate low-distortion sine waves which make the unit uniquely appropriate for applications requiring audio signals.
T8045 | Oscilloscope, With Accessories | 1 | VV | Oscilloscope. Characteristics/components include 100 MHz unit; digitizing scope with a fully-functional analog scope that can control data acquisition and a switch-selectable Pre/Post/Mid-triggering with reference to a triggering event. This unit is used to evaluate electronic equipment faults.
T9420 | Vise, Bench/Pipe, Swivel Base, 5 Inch Jaw | 1 | VV | Bench and pipe vise. Characteristics/components include 6 inch opening jaw; 5 inch width jaw; holds 1/8 to 1-1/2 inch pipe. Swivel base allows full 360 degrees rotation, geared lock bolt insures positive locking against slippage.
3 - SB737 - Rad Thrpy Clean Utility Room, Lgstcs Svc | 3 - SB737 - Rad Thrpy Clean Utility Room, Lgstcs Svc | 3 - SB737 - Rad Thrpy Clean Utility Room, Lgstcs Svc | 3 - SB737 - Rad Thrpy Clean Utility Room, Lgstcs Svc | 3 - SB737 - Rad Thrpy Clean Utility Room, Lgstcs Svc
JSN | NAME | QTY | ACQ/INS | DESCRIPTION
E0906 | Locker, Supply, General, Wall Mtd, 23"W x 20"D | 1 | VV | THIS TYPICAL INCLUDES: 1 Wall Mounted Rail 1 Locked Storage Container 2 Tray/Shelves 1 Drawer, 3"H 3 Drawers, 6"H 2 Drawers, 9"H 1 Tray/Shelf Divider Drawer Organizer Bins Consider the need for an E0921 to transport the locker from place to place.
E0912 | Locker, Supply, Med Surg, Wall Mtd | 1 | VV | Medical/Surgical Supply locker, Wall Mounted, approximately 23"W x 20"D. THIS TYPICAL INCLUDES: 1 Wall Mounted Rail 1 Locked Storage Container 4 Tray/Shelves 5 Drawers, 3"H 2 Drawers, 6"H 2 Tray/Shelf Dividers Drawer Organizer Bins Consider the need for an E0921 to transport the locker from place to place.
E1500 | Rail, MOD, W/MNTD, HX144XD | 1 | VV | Wall mounted rail used for hanging (mounting) lockers, shelves and drawers on a wall.
F2000 | Basket, Wastepaper, Fire Resistant | 1 | VV | Wastepaper basket, fire resistant, approximately 40 quart capacity. This unit is used to collect and temporarily store small quantities of paper refuse in patient rooms, administrative areas and nursing stations. Size and shape varies depending on the application and manufacturer selected.
4 - SB743 - Rad Thrpy Soiled Utility Room, Lgstcs Svc | 4 - SB743 - Rad Thrpy Soiled Utility Room, Lgstcs Svc | 4 - SB743 - Rad Thrpy Soiled Utility Room, Lgstcs Svc | 4 - SB743 - Rad Thrpy Soiled Utility Room, Lgstcs Svc | 4 - SB743 - Rad Thrpy Soiled Utility Room, Lgstcs Svc
JSN | NAME | QTY | ACQ/INS | DESCRIPTION
A1012 | Telephone, Wall Mounted, 1 Line | 1 | VV | Telephone, wall mounted, 1 line.
A5075 | Dispenser, Soap, Disposable | 1 | VV | Disposable soap dispenser. One-handed dispensing operation. Designed to accommodate disposable soap cartridge and valve.
A5077 | Dispenser, Hand Sanitizer, Hands-Free | 1 | VV | A touch free wall-mounted hand sanitizer dispenser. For use throughout a healthcare facility. Unit does not include the sanitizing liquid. Units are battery operated.
A5080 | Dispenser, Paper Towel, SS, Surface Mounted | 1 | CC | A surface mounted, satin finish stainless steel, single-fold, paper towel dispenser. Dispenser features: tumbler lock; front hinged at bottom; and refill indicator slot. Minimum capacity 400 single-fold paper towels. For general purpose use throughout the facility.
A5106 | Waste Disposal Unit, Sharps w/Glove Dispenser | 1 | VV | The unit is designed for the disposal of sharps and complies with OSHA guidelines for the handling of sharps. It shall house a 5 quart container and be capable of being mounted on a wall. It shall have a glove dispenser attached. The unit shall be secured by a locked enclosure.
C04F0 | Cabinet, U/C/B, 1 Shelf, 2 Half DR, 2 DO, 36x36x22 | 1 | CC | Standing height under counter base cabinet with an adjustable shelf and two half width drawers above solid hinged doors. Also referred to as a combination cabinet or a drawer and cupboard cabinet. For general purpose use throughout the facility.
C05P0 | Cabinet, Sink, U/C/B, 2 Door, 36x48x22 | 1 | CC | Standing height under counter base sink cabinet with solid hinged doors. Also referred to as a double-door sink cabinet. For general purpose use throughout the facility where a sink is to be used. Coordinate actual clear cabinet dimension with the actual outside dimension of sink that is specified to ensure that they are compatible.
CS200 | Sink, SS, Single Compartment, 12x28x16 ID | 1 | CC | Single compartment stainless steel sink, drop-in, self-rimming, ledge-type, connected with a drain and provided with a mixing faucet. It shall also be provided with pre-punched fixture holes on 4" center, integral back ledge to accommodate deck-mounted fixtures, brushed/polished interior and top surfaces, and sound deadened. Recommended for use in suspended or U/C/B sink cabinets having a high plastic laminate or Chemsurf laminate countertop/work surface. Coordinate actual outside sink dimensions with the actual clear dimension of cabinet specified to ensure that they are compatible. For general purpose use throughout the facility.
CT050 | Countertop, Stainless Steel | 1 | CC | Stainless steel countertop (composition of heavy-gauge Type No. 304 stainless steel) having a smooth satin finish and integral 4" backsplash/curb. Also referred to as a corrosion-resistant steel work surface or work top. Available in various depths. Used in areas where excellent ease of cleaning, abrasion resistance, bacteria resistance, impact resistance, load capacity and moisture resistance, are of concern. Pricing based upon a 24" depth.
F2020 | Can, Trash, 44 Gallon | 1 | VV | Forty four (44) gallon trash can, 32" high X 24" diameter, with lid. Used to collect and transport refuse from a point of origin to point of disposal (example: from soiled utility or a nursing unit to the trash compactor at housekeeping).
P2000 | Eyewash, Wall Mounted, Hands-Free | 1 | CC | Wall mounted emergency eye wash station. The flow of water from the unit is activated by hand. Upon initiation of water flow the unit will operate hands free to provide streams of water to clear foreign particles or dilute caustic liquids from the eyes in emergency situations. Used in laboratories and areas of the hospital where employees are subject to foreign bodies or liquid material to the eyes.
P2450 | Valve, Mixing, Thermostatic | 1 | CC | Thermostatic mixing valve with washout hose. Used with portable whirlpool equipment. Thermostatic valve is used to maintain temperature between 70 and 110 degree Fahrenheit, with a flow rate of 20 gallons a minute. The washout hose assembly is used to wash out tanks after treatment. Used in physical therapy department to provide comfortable water temperature for patient treatments.
P3100 | Lavatory, Vitreous China, Slab Type | 1 | CC | Wall mounted, slab type, vitreous china, lavatory (approximate bowl size 7"x15"x10") with: faucet holes on 4" centers; gooseneck spout; wrist blade handles; and grid strainer. It shall be suitable for use in clinics, offices, washrooms or patient care area.
5 - SB244 - Rad Thrpy Housekeeping Aides Closet (HAC), Bldg Sprt | 5 - SB244 - Rad Thrpy Housekeeping Aides Closet (HAC), Bldg Sprt | 5 - SB244 - Rad Thrpy Housekeeping Aides Closet (HAC), Bldg Sprt | 5 - SB244 - Rad Thrpy Housekeeping Aides Closet (HAC), Bldg Sprt | 5 - SB244 - Rad Thrpy Housekeeping Aides Closet (HAC), Bldg Sprt
JSN | NAME | QTY | ACQ/INS | DESCRIPTION
A5075 | Dispenser, Soap, Disposable | 1 | VV | Disposable soap dispenser. One-handed dispensing operation. Designed to accommodate disposable soap cartridge and valve.
A5080 | Dispenser, Paper Towel, SS, Surface Mounted | 1 | CC | A surface mounted, satin finish stainless steel, single-fold, paper towel dispenser. Dispenser features: tumbler lock; front hinged at bottom; and refill indicator slot. Minimum capacity 400 single-fold paper towels. For general purpose use throughout the facility.
A5107 | Dispenser, Glove, Surgical/Examination, Wall Mntd | 1 | VV | Examination three (Small Medium, Large) glove dispenser box for wall mounting. Fabricated of either cold rolled steel with a white baked enamel finish, plastic or acrylic. Hardware not included, Option 3 powder coated steel.
A5135 | Shelf, Utility W/ Mop/Broom Holders, SS, Surf Mntd | 1 | CC | A surface mounted, satin finish stainless steel, utility shelf with a maximum of 6 mop/broom holders and 5 rag hooks. Utility shelf features: 8" deep shelf; mounting brackets welded to shelf; spring activated rubber cam holders; and drying rod. Unit is available in various widths 30" (minimum, 3 holders and 2 hooks) to 48" (maximum, 6 holders and 5 hooks). For use in janitor closets. Pricing based on a 36" width.
F0500 | Cart, Janitor's | 1 | VV | Janitors cart, 38" high X 66" wide X 20" deep with 25 gallon heavy duty collection bag. Accommodations for locking vault and janitorial support items (broom, dust pan, chemicals, mop and mop bucket; not included).
F0505 | Bucket, Mop, With Wringer, 26 Quart | 1 | VV | Mobile mop bucket / wringer combination, approximately 35" H x 17" W x 22" D with four 2" casters. Total capacity is 26 quarts. Unit used for general hard surface floor maintenance.
P2000 | Eyewash, Wall Mounted, Hands-Free | 1 | CC | Wall mounted emergency eye wash station. The flow of water from the unit is activated by hand. Upon initiation of water flow the unit will operate hands free to provide streams of water to clear foreign particles or dilute caustic liquids from the eyes in emergency situations. Used in laboratories and areas of the hospital where employees are subject to foreign bodies or liquid material to the eyes.
P2451 | Valve, Mixing, Thermostatic, Eyewash | 1 | CC | Emergency tempering valve thermostatically mixes hot and cold water to provide a safe fluid supply for a single emergency eye/face wash with a flow rate of 10 gpm (38.8L)
P4700 | Sink, Mop, Molded Stone | 1 | CC | Mop service sink approximately 10"H x 36"W x 24"D. Also called a mop service basin and a mop receptor. Unit is made of molded stone and is a one piece item. It shall include a service faucet hose, hose bracket and mop hanger. Used in utility rooms for cleaning mops and floor cleaning equipment.
6 - SC467 - Rad Thrpy Clean Linen Alcove, EMS | 6 - SC467 - Rad Thrpy Clean Linen Alcove, EMS | 6 - SC467 - Rad Thrpy Clean Linen Alcove, EMS | 6 - SC467 - Rad Thrpy Clean Linen Alcove, EMS | 6 - SC467 - Rad Thrpy Clean Linen Alcove, EMS
JSN | NAME | QTY | ACQ/INS | DESCRIPTION
F0515 | Cart, Supply, Linen | 1 | VV | Closed linen supply cart. Equipped with four (4) non-marking rubber tire roller bearing casters and heavy duty cover. May be used for the delivery and user storage of clean linen as well as the return of soiled linen.
7 - CRT36 - PACS Quality Control Room, Rad Thrpy Svc | 7 - CRT36 - PACS Quality Control Room, Rad Thrpy Svc | 7 - CRT36 - PACS Quality Control Room, Rad Thrpy Svc | 7 - CRT36 - PACS Quality Control Room, Rad Thrpy Svc | 7 - CRT36 - PACS Quality Control Room, Rad Thrpy Svc
JSN | NAME | QTY | ACQ/INS | DESCRIPTION
A1012 | Telephone, Wall Mounted, 1 Line | 1 | VV | Telephone, wall mounted, 1 line.
A5145 | Hook, Garment, Double, SS, Surface Mounted | 4 | CC | A surface mounted, satin finish stainless steel, double garment hook. Equipped with a concealed mounting bracket that is secured to a concealed wall plate. For general purpose use throughout the facility to hang various items of apparel.
A6110 | Counter, Console, Communications | 1 | CC | Counter, console, communications. Consists of one 18” wide base cabinet with two drawers and file drawer, one 30” wide pencil drawer and one 18” wide base cabinet with four drawers. The countertop shall be a composition of wood particle core with plastic laminate surface having a hard smooth surface finish, standard thickness of 1” and a 4” butt backsplash/curb.
CT030 | Countertop, High Pressure Laminate | 12 | CC | High pressure laminate countertop (composition of wood particle core with plastic laminate surface) having a hard smooth surface finish, standard thickness of 1", and a 4" butt backsplash/curb. Also referred to as a work surface or work top. Available in a wide choice of colors, patterns, and depths. Used in general purpose areas requiring a basic work surface arrangement with limited heat resistance and poor chemical resistance. Pricing based upon a 24" depth.
F0275 | Chair, Swivel, High Back | 5 | VV | Highback contemporary swivel chair, 41" high X 23" wide X 23" deep with five (5) caster swivel base and arms. Chair may be used at desks or in conference rooms. Back and seat are foam padded and upholstered with either woven textile fabric or vinyl.
F2000 | Basket, Wastepaper, Fire Resistant | 2 | VV | Wastepaper basket, fire resistant, approximately 40 quart capacity. This unit is used to collect and temporarily store small quantities of paper refuse in patient rooms, administrative areas and nursing stations. Size and shape varies depending on the application and manufacturer selected.
F3050 | Whiteboard, Dry Erase | 1 | VV | Whiteboard unit, approximately 36" H x 48" W consisting of a white porcelain enamel writing surface with an attached chalk tray. Magnetic surface available. Image can be easily removed with a standard chalkboard eraser. For use with water color pens. Unit is ready to hang.
F3200 | Clock, Battery, 12" Diameter | 1 | VV | Clock, 12" diameter. Round surface, easy to read numbers with sweep second hand. Wall mounted unit for use when impractical to install a fully synchronized clock system. Battery operated, (batteries not included).
M1801 | Computer, Microprocessing, w/Flat Panel Monitor | 2 | VV | Desk top microprocessing computer. The unit shall consist of a central processing mini tower, flat panel monitor, keyboard, mouse and speakers. The system shall have the following minimum characteristics: a 2.8 GHz Pentium processor; 512 MB memory; 80GB hard drive; 32/48x CD-ROMDVD combo; 1.44MB network interface card; video 32 MB NVIDIA; a 18 inch flat panel monitor. The computer is used throughout the facility to input, manipulate and retrieve information.
M1825 | Printer, Computer | 1 | VV | High resolution computer printer with a variety of type styles and sheet/envelope feeder trays. Database information reflects network ready, medium duty office style laser printers. Other types of printers (bubble jet, dot matrix, line or plotter) as well as light or heavy use capabilities are available.
X3150 | Rack, Apron/Gloves, Wall Mounted | 2 | CC | Apron and gloves rack. This is a wall unit which holds aprons and gloves. The body is heavy gauge steel finish in gray or green baked enamel, glove and apron holding arms are aluminum. The unit's convenient on wall storage will prolong the useful life of your protection aprons by helping prevent damage to internal components.
8 - CRT37 - PACS Files Storage Room, Rad Thrpy Svc | 8 - CRT37 - PACS Files Storage Room, Rad Thrpy Svc | 8 - CRT37 - PACS Files Storage Room, Rad Thrpy Svc | 8 - CRT37 - PACS Files Storage Room, Rad Thrpy Svc | 8 - CRT37 - PACS Files Storage Room, Rad Thrpy Svc
JSN | NAME | QTY | ACQ/INS | DESCRIPTION
A1010 | Telecommunication Outlet | 1 | VV | Telecommunication outlet location.
A1014 | Telephone, Wall Mounted, 1 Line, With Speaker | 1 | VV | Telephone, wall mounted, 1 line, with speaker.
M2055 | Shelving, Storage, Wire, CRS, w/Adjustable Shelves | 4 | VV | Stationary, wire, shelving unit. Unit has fully adjustable shelves constructed of stainless steel. For use in general purpose storage areas. Shelving is provided in various sizes and configurations. Price provided is for a unit approximately 74"H x 18"D x 48"W with four shelves.
9 - CRT81 - Non-Teaching Viewing / Consultation Room, Rad Thrpy Svc | 9 - CRT81 - Non-Teaching Viewing / Consultation Room, Rad Thrpy Svc | 9 - CRT81 - Non-Teaching Viewing / Consultation Room, Rad Thrpy Svc | 9 - CRT81 - Non-Teaching Viewing / Consultation Room, Rad Thrpy Svc | 9 - CRT81 - Non-Teaching Viewing / Consultation Room, Rad Thrpy Svc
JSN | NAME | QTY | ACQ/INS | DESCRIPTION
A1010 | Telecommunication Outlet | 2 | VV | Telecommunication outlet location.
A1011 | Telephone, Desk, 1 Line | 1 | VV | Telephone, desk, 1 line.
A5145 | Hook, Garment, Double, SS, Surface Mounted | 2 | CC | A surface mounted, satin finish stainless steel, double garment hook. Equipped with a concealed mounting bracket that is secured to a concealed wall plate. For general purpose use throughout the facility to hang various items of apparel.
E0048 | Workcenter, Computer, Free Standing, 72" W | 1 | VV | THIS TYPICAL INCLUDES: 2 Paper Tray 1 Diagonal Tray 1 Tool Rail 1 Freestanding Work Surface 1 Mobile Pedestal, Box/File 1 Adjustable Keyboard Tray
E0117 | Workstation, Straight, Free Standing, 48" W | 1 | VV | This JSN provides a typical work station to quickly plan work areas in clinical or administrative spaces. THIS TYPICAL INCLUDES: 2 standard solid panels; 1 panel connector, 2-way corner; 2 finished end hardware kits; 1 cantilevered work surface; 1 lockable flipper unit; 1 light; 1 tack board; 1 tool rail; 1 diagonal tray; 1 adjustable keyboard tray; 1 mobile pedestal, box/file; 1 support panel.
F0275 | Chair, Swivel, High Back | 2 | VV | Highback contemporary swivel chair, 41" high X 23" wide X 23" deep with five (5) caster swivel base and arms. Chair may be used at desks or in conference rooms. Back and seat are foam padded and upholstered with either woven textile fabric or vinyl.
F2000 | Basket, Wastepaper, Fire Resistant | 1 | VV | Wastepaper basket, fire resistant, approximately 40 quart capacity. This unit is used to collect and temporarily store small quantities of paper refuse in patient rooms, administrative areas and nursing stations. Size and shape varies depending on the application and manufacturer selected.
F3200 | Clock, Battery, 12" Diameter | 1 | VV | Clock, 12" diameter. Round surface, easy to read numbers with sweep second hand. Wall mounted unit for use when impractical to install a fully synchronized clock system. Battery operated, (batteries not included).
M1801 | Computer, Microprocessing, w/Flat Panel Monitor | 2 | VV | Desk top microprocessing computer. The unit shall consist of a central processing mini tower, flat panel monitor, keyboard, mouse and speakers. The system shall have the following minimum characteristics: a 2.8 GHz Pentium processor; 512 MB memory; 80GB hard drive; 32/48x CD-ROMDVD combo; 1.44MB network interface card; video 32 MB NVIDIA; a 18 inch flat panel monitor. The computer is used throughout the facility to input, manipulate and retrieve information.
X4124 | Console, PACS, Remote View, w/Four 2MP Monitors | 1 | VV | Four monitor remote viewing station for picture and retrieval (DIN/PACS) system. This station is for use by providers inside or outside radiology to review images. Station includes local image storage, image manipulation and simultaneous display of multiple images on four 1260 X 1600 monitors. Images are stored on a resident memory and roll off to long term storage as more recent images are sent to the station. Provider may request images from the PACS by LAN for image and result receipt. Console must be DICOM compliant. Input may be by keyboard, mouse, trackball or voice activated commands.
10 - CRT82 - Teaching Viewing / Consultation Room, Rad Thrpy Svc | 10 - CRT82 - Teaching Viewing / Consultation Room, Rad Thrpy Svc | 10 - CRT82 - Teaching Viewing / Consultation Room, Rad Thrpy Svc | 10 - CRT82 - Teaching Viewing / Consultation Room, Rad Thrpy Svc | 10 - CRT82 - Teaching Viewing / Consultation Room, Rad Thrpy Svc
JSN | NAME | QTY | ACQ/INS | DESCRIPTION
A1010 | Telecommunication Outlet | 2 | VV | Telecommunication outlet location.
A1011 | Telephone, Desk, 1 Line | 1 | VV | Telephone, desk, 1 line.
A5145 | Hook, Garment, Double, SS, Surface Mounted | 2 | CC | A surface mounted, satin finish stainless steel, double garment hook. Equipped with a concealed mounting bracket that is secured to a concealed wall plate. For general purpose use throughout the facility to hang various items of apparel.
E0048 | Workcenter, Computer, Free Standing, 72" W | 1 | VV | THIS TYPICAL INCLUDES: 2 Paper Tray 1 Diagonal Tray 1 Tool Rail 1 Freestanding Work Surface 1 Mobile Pedestal, Box/File 1 Adjustable Keyboard Tray
E0117 | Workstation, Straight, Free Standing, 48" W | 1 | VV | This JSN provides a typical work station to quickly plan work areas in clinical or administrative spaces. THIS TYPICAL INCLUDES: 2 standard solid panels; 1 panel connector, 2-way corner; 2 finished end hardware kits; 1 cantilevered work surface; 1 lockable flipper unit; 1 light; 1 tack board; 1 tool rail; 1 diagonal tray; 1 adjustable keyboard tray; 1 mobile pedestal, box/file; 1 support panel.
F0275 | Chair, Swivel, High Back | 2 | VV | Highback contemporary swivel chair, 41" high X 23" wide X 23" deep with five (5) caster swivel base and arms. Chair may be used at desks or in conference rooms. Back and seat are foam padded and upholstered with either woven textile fabric or vinyl.
F2000 | Basket, Wastepaper, Fire Resistant | 1 | VV | Wastepaper basket, fire resistant, approximately 40 quart capacity. This unit is used to collect and temporarily store small quantities of paper refuse in patient rooms, administrative areas and nursing stations. Size and shape varies depending on the application and manufacturer selected.
F3200 | Clock, Battery, 12" Diameter | 1 | VV | Clock, 12" diameter. Round surface, easy to read numbers with sweep second hand. Wall mounted unit for use when impractical to install a fully synchronized clock system. Battery operated, (batteries not included).
M1801 | Computer, Microprocessing, w/Flat Panel Monitor | 2 | VV | Desk top microprocessing computer. The unit shall consist of a central processing mini tower, flat panel monitor, keyboard, mouse and speakers. The system shall have the following minimum characteristics: a 2.8 GHz Pentium processor; 512 MB memory; 80GB hard drive; 32/48x CD-ROMDVD combo; 1.44MB network interface card; video 32 MB NVIDIA; a 18 inch flat panel monitor. The computer is used throughout the facility to input, manipulate and retrieve information.
X4124 | Console, PACS, Remote View, w/Four 2MP Monitors | 1 | VV | Four monitor remote viewing station for picture and retrieval (DIN/PACS) system. This station is for use by providers inside or outside radiology to review images. Station includes local image storage, image manipulation and simultaneous display of multiple images on four 1260 X 1600 monitors. Images are stored on a resident memory and roll off to long term storage as more recent images are sent to the station. Provider may request images from the PACS by LAN for image and result receipt. Console must be DICOM compliant. Input may be by keyboard, mouse, trackball or voice activated commands.
14 - CRT47 - Daylight Processing Room, Rad Thrpy Svc | 14 - CRT47 - Daylight Processing Room, Rad Thrpy Svc | 14 - CRT47 - Daylight Processing Room, Rad Thrpy Svc | 14 - CRT47 - Daylight Processing Room, Rad Thrpy Svc | 14 - CRT47 - Daylight Processing Room, Rad Thrpy Svc
JSN | NAME | QTY | ACQ/INS | DESCRIPTION
A1010 | Telecommunication Outlet | 1 | VV | Telecommunication outlet location.
A1012 | Telephone, Wall Mounted, 1 Line | 1 | VV | Telephone, wall mounted, 1 line.
A5075 | Dispenser, Soap, Disposable | 1 | VV | Disposable soap dispenser. One-handed dispensing operation. Designed to accommodate disposable soap cartridge and valve.
A5080 | Dispenser, Paper Towel, SS, Surface Mounted | 1 | CC | A surface mounted, satin finish stainless steel, single-fold, paper towel dispenser. Dispenser features: tumbler lock; front hinged at bottom; and refill indicator slot. Minimum capacity 400 single-fold paper towels. For general purpose use throughout the facility.
A5145 | Hook, Garment, Double, SS, Surface Mounted | 1 | CC | A surface mounted, satin finish stainless steel, double garment hook. Equipped with a concealed mounting bracket that is secured to a concealed wall plate. For general purpose use throughout the facility to hang various items of apparel.
F2000 | Basket, Wastepaper, Fire Resistant | 1 | VV | Wastepaper basket, fire resistant, approximately 40 quart capacity. This unit is used to collect and temporarily store small quantities of paper refuse in patient rooms, administrative areas and nursing stations. Size and shape varies depending on the application and manufacturer selected.
F3200 | Clock, Battery, 12" Diameter | 1 | VV | Clock, 12" diameter. Round surface, easy to read numbers with sweep second hand. Wall mounted unit for use when impractical to install a fully synchronized clock system. Battery operated, (batteries not included).
P2000 | Eyewash, Wall Mounted, Hands-Free | 1 | CC | Wall mounted emergency eye wash station. The flow of water from the unit is activated by hand. Upon initiation of water flow the unit will operate hands free to provide streams of water to clear foreign particles or dilute caustic liquids from the eyes in emergency situations. Used in laboratories and areas of the hospital where employees are subject to foreign bodies or liquid material to the eyes.
P2450 | Valve, Mixing, Thermostatic | 1 | CC | Thermostatic mixing valve with washout hose. Used with portable whirlpool equipment. Thermostatic valve is used to maintain temperature between 70 and 110 degree Fahrenheit, with a flow rate of 20 gallons a minute. The washout hose assembly is used to wash out tanks after treatment. Used in physical therapy department to provide comfortable water temperature for patient treatments.
P4700 | Sink, Mop, Molded Stone | 1 | CC | Mop service sink approximately 10"H x 36"W x 24"D. Also called a mop service basin and a mop receptor. Unit is made of molded stone and is a one piece item. It shall include a service faucet hose, hose bracket and mop hanger. Used in utility rooms for cleaning mops and floor cleaning equipment.
P6900 | Sink, Surgeon's Scrub, Vitreous China | 1 | CC | A vitreous china surgeon's scrub sink with a single-hole punched, centered on back ledge, for a gooseneck spout. Sink provided with gooseneck spout, manual knee-action control mixing valve, grid strainer, concealed wall hangers or exposed wall brackets. For general purpose use in surgical and clinical areas of the facility where a scrub sink is required.
X1000 | Benchtop, Plastic, Laminated | 1 | CC | Plastic laminated benchtop. This unit is custom built for all types of darkrooms and loading benches. The length, depth, and color are specifically matched to each installation. The top is 3/4 inch plywood with a 4-1/2 inch high (outside size), backsplash and end returns. Waste bin cutouts are bound with a welded stainless steel rim either 4"X16" or 7"X7" size. This unit is used on top of darkroom casement in X-ray processing rooms and is based on per foot of benchtop.
X1020 | Cabinet, Wall Hung, With (3) 5 Inch Compartments | 1 | CC | Wall mounted cabinet. This is a wall hung unit with three 5 inch vertical compartments. The unit is generally used for cassette storage in hospital darkrooms.
X1040 | Cabinet, Wall Hung, 1-2 Door, 3 Shelves, 22x18x21 | 1 | CC | Wall mounted cabinet with 1 or 2 doors, approximately 22" H X 18" W X 21" D. This unit is designed to organize and store darkroom materials. The unit has two or three adjustable shelves. The construction is a double wall that is utilized throughout. All hardware used is of the highest quality including full length piano hinges, positive action roller latches, and brushed metal wire pulls.
X1050 | Cabinet, Base, With (3) 5 Inch Compartments | 1 | CC | Cassette storage base cabinet. The unit is approximately 36" H x 18" W x 22" D and is constructed with heavy gauge, rust resistant Electro-galvanized steel. It has double wall construction throughout and all hardware used is of the highest quality. The unit is designed to organize and store darkroom materials. The unit has capacity for extra large cassettes. All vertical partitions are removable.
X1060 | Cabinet, Base, 1 Door | 1 | CC | Base storage cabinet. The unit is approximately 37" H x 18" W x 22" D and is designed for X-ray department use. The unit has one hinged door (may have two doors) and two adjustable shelves. The cabinet may be constructed of steel or laminated wood.
X1100 | Bin, Loading, Film | 1 | CC | Film loading bin, approximately 33" H x 23" W x 15" D. Double steel light trap door gives maximum protection and assures lifetime safety. All corners and seams are welded for strength and protection. The interior of the hinged bin is divided into five compartments, each capable of accepting 14" X 17" films. Adjustable inserts to accommodate smaller size films are provided. Also provided with a room light micro switch interlock. This unit is used in photo and X-ray darkrooms.
X3930 | Illuminator, Film, Double, Wall Mounted | 1 | VV | X-ray film illuminator approximately 20' H x 29' W x 6'' D. This is a double, wall mounted type unit with a continuous viewing surface. The tension film grips are adjustable top and bottom with standard grip strip. The unit's balanced-light viewing is assured by the 32W circular fluorescent lamp. It provides 500 feet candles of cool operation across the entire 14" X 17" viewing surface. It is available with or without film-activated switch. The unit can be used in hospitals, examining rooms, satellite office or lab.
X5325 | Mixer, Chemical, Automatic | 1 | VC | Automatic chemical mixer. This unit reduces chemical mixing time compared to manual methods. It indicates when more replenisher solution is needed. Once the operator inserts the needed concentrate containers, it automatically opens chemical bottles, turns on the water, mixes the solutions, turns off the water and feeds the mixed solution to the film processor. This system is used in small to medium departments.
15 - CRT48 - Film Sorting Room, Rad Thrpy Svc | 15 - CRT48 - Film Sorting Room, Rad Thrpy Svc | 15 - CRT48 - Film Sorting Room, Rad Thrpy Svc | 15 - CRT48 - Film Sorting Room, Rad Thrpy Svc | 15 - CRT48 - Film Sorting Room, Rad Thrpy Svc
JSN | NAME | QTY | ACQ/INS | DESCRIPTION
A1010 | Telecommunication Outlet | 1 | VV | Telecommunication outlet location.
A1012 | Telephone, Wall Mounted, 1 Line | 1 | VV | Telephone, wall mounted, 1 line.
C0045 | Frame, Apron, 1 Drawer, 4x36x22 | 2 | CC | Apron frame with one standard drawer. Also referred to as a drawer frame or table frame. Used for a knee space as a combination frame and drawer to support a top between base cabinets or a base cabinet and a wall. Constructed of steel.
CT030 | Countertop, High Pressure Laminate | 6 | CC | High pressure laminate countertop (composition of wood particle core with plastic laminate surface) having a hard smooth surface finish, standard thickness of 1", and a 4" butt backsplash/curb. Also referred to as a work surface or work top. Available in a wide choice of colors, patterns, and depths. Used in general purpose areas requiring a basic work surface arrangement with limited heat resistance and poor chemical resistance. Pricing based upon a 24" depth.
F0275 | Chair, Swivel, High Back | 1 | VV | Highback contemporary swivel chair, 41" high X 23" wide X 23" deep with five (5) caster swivel base and arms. Chair may be used at desks or in conference rooms. Back and seat are foam padded and upholstered with either woven textile fabric or vinyl.
F2000 | Basket, Wastepaper, Fire Resistant | 1 | VV | Wastepaper basket, fire resistant, approximately 40 quart capacity. This unit is used to collect and temporarily store small quantities of paper refuse in patient rooms, administrative areas and nursing stations. Size and shape varies depending on the application and manufacturer selected.
F3200 | Clock, Battery, 12" Diameter | 1 | VV | Clock, 12" diameter. Round surface, easy to read numbers with sweep second hand. Wall mounted unit for use when impractical to install a fully synchronized clock system. Battery operated, (batteries not included).
X1170 | Cabinet, Filing, Film, 5 Shelves, 88x36x18 | 1 | VV | Film filing cabinet. Open shelf system with 5 shelves. Each 36 inch shelf has three interlocking dividers for use with X-ray film jackets. The system is used to store and file X-ray film folders.
X3930 | Illuminator, Film, Double, Wall Mounted | 1 | VV | X-ray film illuminator approximately 20' H x 29' W x 6'' D. This is a double, wall mounted type unit with a continuous viewing surface. The tension film grips are adjustable top and bottom with standard grip strip. The unit's balanced-light viewing is assured by the 32W circular fluorescent lamp. It provides 500 feet candles of cool operation across the entire 14" X 17" viewing surface. It is available with or without film-activated switch. The unit can be used in hospitals, examining rooms, satellite office or lab.
16 - CRT51 - Equipment Storage Room, Rad Thrpy Svc | 16 - CRT51 - Equipment Storage Room, Rad Thrpy Svc | 16 - CRT51 - Equipment Storage Room, Rad Thrpy Svc | 16 - CRT51 - Equipment Storage Room, Rad Thrpy Svc | 16 - CRT51 - Equipment Storage Room, Rad Thrpy Svc
JSN | NAME | QTY | ACQ/INS | DESCRIPTION
M2055 | Shelving, Storage, Wire, CRS, w/Adjustable Shelves | 1 | VV | Stationary, wire, shelving unit. Unit has fully adjustable shelves constructed of stainless steel. For use in general purpose storage areas. Shelving is provided in various sizes and configurations. Price provided is for a unit approximately 74"H x 18"D x 48"W with four shelves.
17 - SB261 - Rad Thrpy Wheelchair / Stretcher Storage Room, Bldg Sprt | 17 - SB261 - Rad Thrpy Wheelchair / Stretcher Storage Room, Bldg Sprt | 17 - SB261 - Rad Thrpy Wheelchair / Stretcher Storage Room, Bldg Sprt | 17 - SB261 - Rad Thrpy Wheelchair / Stretcher Storage Room, Bldg Sprt | 17 - SB261 - Rad Thrpy Wheelchair / Stretcher Storage Room, Bldg Sprt
JSN | NAME | QTY | ACQ/INS | DESCRIPTION
M4655 | Stretcher, Mobile, CRS, 9 Position | 2 | VV | Mobile stretcher. All corrosion resistant stainless steel construction. It consists of a tubular frame with side rails, a 9-position hydraulic base with pneumatic fowler adjustment, and a 2" pad. Unit is mounted on 8" conductive casters. Designed for patient transport as well as for minor surgical procedures.
18 - CRT61 - Film Files Storage Room, Rad Thrpy Svc | 18 - CRT61 - Film Files Storage Room, Rad Thrpy Svc | 18 - CRT61 - Film Files Storage Room, Rad Thrpy Svc | 18 - CRT61 - Film Files Storage Room, Rad Thrpy Svc | 18 - CRT61 - Film Files Storage Room, Rad Thrpy Svc
JSN | NAME | QTY | ACQ/INS | DESCRIPTION
A1010 | Telecommunication Outlet | 1 | VV | Telecommunication outlet location.
A1014 | Telephone, Wall Mounted, 1 Line, With Speaker | 1 | VV | Telephone, wall mounted, 1 line, with speaker.
M2055 | Shelving, Storage, Wire, CRS, w/Adjustable Shelves | 4 | VV | Stationary, wire, shelving unit. Unit has fully adjustable shelves constructed of stainless steel. For use in general purpose storage areas. Shelving is provided in various sizes and configurations. Price provided is for a unit approximately 74"H x 18"D x 48"W with four shelves.
19 - CRT62 - Film Storage Room, Rad Thrpy Svc | 19 - CRT62 - Film Storage Room, Rad Thrpy Svc | 19 - CRT62 - Film Storage Room, Rad Thrpy Svc | 19 - CRT62 - Film Storage Room, Rad Thrpy Svc | 19 - CRT62 - Film Storage Room, Rad Thrpy Svc
JSN | NAME | QTY | ACQ/INS | DESCRIPTION
A1010 | Telecommunication Outlet | 1 | VV | Telecommunication outlet location.
A1014 | Telephone, Wall Mounted, 1 Line, With Speaker | 1 | VV | Telephone, wall mounted, 1 line, with speaker.
M2055 | Shelving, Storage, Wire, CRS, w/Adjustable Shelves | 4 | VV | Stationary, wire, shelving unit. Unit has fully adjustable shelves constructed of stainless steel. For use in general purpose storage areas. Shelving is provided in various sizes and configurations. Price provided is for a unit approximately 74"H x 18"D x 48"W with four shelves.
20 - CRT66 - Chemical Storage Room, Rad Thrpy Svc | 20 - CRT66 - Chemical Storage Room, Rad Thrpy Svc | 20 - CRT66 - Chemical Storage Room, Rad Thrpy Svc | 20 - CRT66 - Chemical Storage Room, Rad Thrpy Svc | 20 - CRT66 - Chemical Storage Room, Rad Thrpy Svc
JSN | NAME | QTY | ACQ/INS | DESCRIPTION
A1010 | Telecommunication Outlet | 1 | VV | Telecommunication outlet location.
A1014 | Telephone, Wall Mounted, 1 Line, With Speaker | 1 | VV | Telephone, wall mounted, 1 line, with speaker.
M2055 | Shelving, Storage, Wire, CRS, w/Adjustable Shelves | 4 | VV | Stationary, wire, shelving unit. Unit has fully adjustable shelves constructed of stainless steel. For use in general purpose storage areas. Shelving is provided in various sizes and configurations. Price provided is for a unit approximately 74"H x 18"D x 48"W with four shelves.
5 - STAFF AND ADMINISTRATIVE AREA | 5 - STAFF AND ADMINISTRATIVE AREA | 5 - STAFF AND ADMINISTRATIVE AREA | 5 - STAFF AND ADMINISTRATIVE AREA | 5 - STAFF AND ADMINISTRATIVE AREA
1 - SS204 - Rad Thrpy Chief Office, Stff Sprt | 1 - SS204 - Rad Thrpy Chief Office, Stff Sprt | 1 - SS204 - Rad Thrpy Chief Office, Stff Sprt | 1 - SS204 - Rad Thrpy Chief Office, Stff Sprt | 1 - SS204 - Rad Thrpy Chief Office, Stff Sprt
JSN | NAME | QTY | ACQ/INS | DESCRIPTION
A1010 | Telecommunication Outlet | 2 | VV | Telecommunication outlet location.
A1015 | Telephone, Desk, Multiple Line | 1 | VV | Telephone, desk, multiple line.
A5145 | Hook, Garment, Double, SS, Surface Mounted | 1 | CC | A surface mounted, satin finish stainless steel, double garment hook. Equipped with a concealed mounting bracket that is secured to a concealed wall plate. For general purpose use throughout the facility to hang various items of apparel.
E0078 | Workstation, L-Shaped w/Peninsula, Free Std, 78x72 | 1 | VV | This section will provide a whole work station typical to quickly plan work areas in clinical or administrative spaces. There will be a price decrease if typical work stations are used with vertical hanging strips instead of panels. THIS TYPICAL INCLUDES: 4 standard solid panels; 2 panel connectors, 2-way corner; 1 panel-to-panel connector; 2 finished end hardware; 1 cantilevered work surface; 1 peninsula work surface; 2 lockable flipper units; 2 shelf, storage/display; 2 lights; 1 tack board, 48"W; 1 tool rail, 30"W; 1 paper tray; 1 diagonal tray; 1 adjustable keyboard tray; 1 mobile pedestal, box/file.
F0110 | Bookcase, 3 Shelf | 1 | VV | Freestanding open metal shelf book case, approximately 60" high X 36" wide X 18" deep with three (3) adjustable shelves and four (4) non-marking floor glides.
F0205 | Chair, Side With Arms | 2 | VV | Upholstered side chair, 32" high X 21" wide X 23" deep with arms, padded seats and padded backs. Seat height is a minimum of 17". Available with or without sled base.
F0275 | Chair, Swivel, High Back | 1 | VV | Highback contemporary swivel chair, 41" high X 23" wide X 23" deep with five (5) caster swivel base and arms. Chair may be used at desks or in conference rooms. Back and seat are foam padded and upholstered with either woven textile fabric or vinyl.
F0420 | Cabinet, Filing, Lateral, Half Height | 1 | VV | Half height two (2) or three (3) drawer lateral filing cabinet, 28" high X 42" wide X 18" deep with recessed handles, locking device and drawer label holders. Drawers are adaptable to either letter or legal size materials.
F2000 | Basket, Wastepaper, Fire Resistant | 1 | VV | Wastepaper basket, fire resistant, approximately 40 quart capacity. This unit is used to collect and temporarily store small quantities of paper refuse in patient rooms, administrative areas and nursing stations. Size and shape varies depending on the application and manufacturer selected.
F3200 | Clock, Battery, 12" Diameter | 1 | VV | Clock, 12" diameter. Round surface, easy to read numbers with sweep second hand. Wall mounted unit for use when impractical to install a fully synchronized clock system. Battery operated, (batteries not included).
M1801 | Computer, Microprocessing, w/Flat Panel Monitor | 1 | VV | Desk top microprocessing computer. The unit shall consist of a central processing mini tower, flat panel monitor, keyboard, mouse and speakers. The system shall have the following minimum characteristics: a 2.8 GHz Pentium processor; 512 MB memory; 80GB hard drive; 32/48x CD-ROMDVD combo; 1.44MB network interface card; video 32 MB NVIDIA; a 18 inch flat panel monitor. The computer is used throughout the facility to input, manipulate and retrieve information.
2 - SB003 - Rad Thrpy Administration Waiting, Bldg Sprt | 2 - SB003 - Rad Thrpy Administration Waiting, Bldg Sprt | 2 - SB003 - Rad Thrpy Administration Waiting, Bldg Sprt | 2 - SB003 - Rad Thrpy Administration Waiting, Bldg Sprt | 2 - SB003 - Rad Thrpy Administration Waiting, Bldg Sprt
JSN | NAME | QTY | ACQ/INS | DESCRIPTION
A5077 | Dispenser, Hand Sanitizer, Hands-Free | 1 | VV | A touch free wall-mounted hand sanitizer dispenser. For use throughout a healthcare facility. Unit does not include the sanitizing liquid. Units are battery operated.
A6046 | Artwork, Decorative, With Frame | 1 | VV | This JSN is to be used for determining and defining location of decorative artwork.
F0206 | Chair, Side, Bariatric, With Arms | 1 | VV | A bariatric side chair with arms for use in a waiting room, lobby or other patient area. Chair will have a padded seat and back and have a capacity of 800 pounds.
F0305 | Chair, Waiting Room, Single | 1 | VV | Single seat waiting room chair with foam padded seat and back. Upholstered with either woven fabric textile or vinyl. Arms and floor glides included.
F2000 | Basket, Wastepaper, Fire Resistant | 1 | VV | Wastepaper basket, fire resistant, approximately 40 quart capacity. This unit is used to collect and temporarily store small quantities of paper refuse in patient rooms, administrative areas and nursing stations. Size and shape varies depending on the application and manufacturer selected.
F2300 | Rack, Magazine, Wall Mounted | 1 | VV | Wall mounted magazine rack with nine (9) magazine holding compartments.
F3200 | Clock, Battery, 12" Diameter | 1 | VV | Clock, 12" diameter. Round surface, easy to read numbers with sweep second hand. Wall mounted unit for use when impractical to install a fully synchronized clock system. Battery operated, (batteries not included).
3 - SS218 - Rad Thrpy Administration Support Workstation, Stff Sprt | 3 - SS218 - Rad Thrpy Administration Support Workstation, Stff Sprt | 3 - SS218 - Rad Thrpy Administration Support Workstation, Stff Sprt | 3 - SS218 - Rad Thrpy Administration Support Workstation, Stff Sprt | 3 - SS218 - Rad Thrpy Administration Support Workstation, Stff Sprt
JSN | NAME | QTY | ACQ/INS | DESCRIPTION
A1010 | Telecommunication Outlet | 2 | VV | Telecommunication outlet location.
A1015 | Telephone, Desk, Multiple Line | 1 | VV | Telephone, desk, multiple line.
E0123 | Workstation, Straight, Free Standing, 72" W | 1 | VV | This JSN will provide a whole work station typical to quickly plan work in areas in clinical or administrative spaces. There will be a price decrease if typical work stations are used with vertical hanging strips instead of panels. THIS TYPICAL INCLUDES: 4 Standard Solid Panels 2 Panel Connectors, 2-Way Corner 1 Panel-to-Panel Connector 2 Finished End Hardware 1 Cantilevered, Work Surface 2 Lockable Flipper Units 2 Shelf, Storage/Displays 2 Lights 1 Tack board 1 Tool Rail 1 Paper Tray 1 Diagonal Tray 1 Adjustable Keyboard Tray 1 Mobile Pedestal, Box/File
F0275 | Chair, Swivel, High Back | 1 | VV | Highback contemporary swivel chair, 41" high X 23" wide X 23" deep with five (5) caster swivel base and arms. Chair may be used at desks or in conference rooms. Back and seat are foam padded and upholstered with either woven textile fabric or vinyl.
F0420 | Cabinet, Filing, Lateral, Half Height | 1 | VV | Half height two (2) or three (3) drawer lateral filing cabinet, 28" high X 42" wide X 18" deep with recessed handles, locking device and drawer label holders. Drawers are adaptable to either letter or legal size materials.
F2000 | Basket, Wastepaper, Fire Resistant | 1 | VV | Wastepaper basket, fire resistant, approximately 40 quart capacity. This unit is used to collect and temporarily store small quantities of paper refuse in patient rooms, administrative areas and nursing stations. Size and shape varies depending on the application and manufacturer selected.
M1801 | Computer, Microprocessing, w/Flat Panel Monitor | 1 | VV | Desk top microprocessing computer. The unit shall consist of a central processing mini tower, flat panel monitor, keyboard, mouse and speakers. The system shall have the following minimum characteristics: a 2.8 GHz Pentium processor; 512 MB memory; 80GB hard drive; 32/48x CD-ROMDVD combo; 1.44MB network interface card; video 32 MB NVIDIA; a 18 inch flat panel monitor. The computer is used throughout the facility to input, manipulate and retrieve information.
4 - SS218 - Rad Thrpy Staff Physician Workstation, Stff Sprt | 4 - SS218 - Rad Thrpy Staff Physician Workstation, Stff Sprt | 4 - SS218 - Rad Thrpy Staff Physician Workstation, Stff Sprt | 4 - SS218 - Rad Thrpy Staff Physician Workstation, Stff Sprt | 4 - SS218 - Rad Thrpy Staff Physician Workstation, Stff Sprt
JSN | NAME | QTY | ACQ/INS | DESCRIPTION
A1010 | Telecommunication Outlet | 2 | VV | Telecommunication outlet location.
A1015 | Telephone, Desk, Multiple Line | 1 | VV | Telephone, desk, multiple line.
E0123 | Workstation, Straight, Free Standing, 72" W | 1 | VV | This JSN will provide a whole work station typical to quickly plan work in areas in clinical or administrative spaces. There will be a price decrease if typical work stations are used with vertical hanging strips instead of panels. THIS TYPICAL INCLUDES: 4 Standard Solid Panels 2 Panel Connectors, 2-Way Corner 1 Panel-to-Panel Connector 2 Finished End Hardware 1 Cantilevered, Work Surface 2 Lockable Flipper Units 2 Shelf, Storage/Displays 2 Lights 1 Tack board 1 Tool Rail 1 Paper Tray 1 Diagonal Tray 1 Adjustable Keyboard Tray 1 Mobile Pedestal, Box/File
F0275 | Chair, Swivel, High Back | 1 | VV | Highback contemporary swivel chair, 41" high X 23" wide X 23" deep with five (5) caster swivel base and arms. Chair may be used at desks or in conference rooms. Back and seat are foam padded and upholstered with either woven textile fabric or vinyl.
F0420 | Cabinet, Filing, Lateral, Half Height | 1 | VV | Half height two (2) or three (3) drawer lateral filing cabinet, 28" high X 42" wide X 18" deep with recessed handles, locking device and drawer label holders. Drawers are adaptable to either letter or legal size materials.
F2000 | Basket, Wastepaper, Fire Resistant | 1 | VV | Wastepaper basket, fire resistant, approximately 40 quart capacity. This unit is used to collect and temporarily store small quantities of paper refuse in patient rooms, administrative areas and nursing stations. Size and shape varies depending on the application and manufacturer selected.
M1801 | Computer, Microprocessing, w/Flat Panel Monitor | 1 | VV | Desk top microprocessing computer. The unit shall consist of a central processing mini tower, flat panel monitor, keyboard, mouse and speakers. The system shall have the following minimum characteristics: a 2.8 GHz Pentium processor; 512 MB memory; 80GB hard drive; 32/48x CD-ROMDVD combo; 1.44MB network interface card; video 32 MB NVIDIA; a 18 inch flat panel monitor. The computer is used throughout the facility to input, manipulate and retrieve information.
5 - SS218 - Rad Thrpy Nurse Workstation, Stff Sprt | 5 - SS218 - Rad Thrpy Nurse Workstation, Stff Sprt | 5 - SS218 - Rad Thrpy Nurse Workstation, Stff Sprt | 5 - SS218 - Rad Thrpy Nurse Workstation, Stff Sprt | 5 - SS218 - Rad Thrpy Nurse Workstation, Stff Sprt
JSN | NAME | QTY | ACQ/INS | DESCRIPTION
A1010 | Telecommunication Outlet | 2 | VV | Telecommunication outlet location.
A1015 | Telephone, Desk, Multiple Line | 1 | VV | Telephone, desk, multiple line.
E0123 | Workstation, Straight, Free Standing, 72" W | 1 | VV | This JSN will provide a whole work station typical to quickly plan work in areas in clinical or administrative spaces. There will be a price decrease if typical work stations are used with vertical hanging strips instead of panels. THIS TYPICAL INCLUDES: 4 Standard Solid Panels 2 Panel Connectors, 2-Way Corner 1 Panel-to-Panel Connector 2 Finished End Hardware 1 Cantilevered, Work Surface 2 Lockable Flipper Units 2 Shelf, Storage/Displays 2 Lights 1 Tack board 1 Tool Rail 1 Paper Tray 1 Diagonal Tray 1 Adjustable Keyboard Tray 1 Mobile Pedestal, Box/File
F0275 | Chair, Swivel, High Back | 1 | VV | Highback contemporary swivel chair, 41" high X 23" wide X 23" deep with five (5) caster swivel base and arms. Chair may be used at desks or in conference rooms. Back and seat are foam padded and upholstered with either woven textile fabric or vinyl.
F0420 | Cabinet, Filing, Lateral, Half Height | 1 | VV | Half height two (2) or three (3) drawer lateral filing cabinet, 28" high X 42" wide X 18" deep with recessed handles, locking device and drawer label holders. Drawers are adaptable to either letter or legal size materials.
F2000 | Basket, Wastepaper, Fire Resistant | 1 | VV | Wastepaper basket, fire resistant, approximately 40 quart capacity. This unit is used to collect and temporarily store small quantities of paper refuse in patient rooms, administrative areas and nursing stations. Size and shape varies depending on the application and manufacturer selected.
M1801 | Computer, Microprocessing, w/Flat Panel Monitor | 1 | VV | Desk top microprocessing computer. The unit shall consist of a central processing mini tower, flat panel monitor, keyboard, mouse and speakers. The system shall have the following minimum characteristics: a 2.8 GHz Pentium processor; 512 MB memory; 80GB hard drive; 32/48x CD-ROMDVD combo; 1.44MB network interface card; video 32 MB NVIDIA; a 18 inch flat panel monitor. The computer is used throughout the facility to input, manipulate and retrieve information.
6 - SS218 - Rad Thrpy Professional Non-Physician Workstation, Stff Sprt | 6 - SS218 - Rad Thrpy Professional Non-Physician Workstation, Stff Sprt | 6 - SS218 - Rad Thrpy Professional Non-Physician Workstation, Stff Sprt | 6 - SS218 - Rad Thrpy Professional Non-Physician Workstation, Stff Sprt | 6 - SS218 - Rad Thrpy Professional Non-Physician Workstation, Stff Sprt
JSN | NAME | QTY | ACQ/INS | DESCRIPTION
A1010 | Telecommunication Outlet | 2 | VV | Telecommunication outlet location.
A1015 | Telephone, Desk, Multiple Line | 1 | VV | Telephone, desk, multiple line.
E0123 | Workstation, Straight, Free Standing, 72" W | 1 | VV | This JSN will provide a whole work station typical to quickly plan work in areas in clinical or administrative spaces. There will be a price decrease if typical work stations are used with vertical hanging strips instead of panels. THIS TYPICAL INCLUDES: 4 Standard Solid Panels 2 Panel Connectors, 2-Way Corner 1 Panel-to-Panel Connector 2 Finished End Hardware 1 Cantilevered, Work Surface 2 Lockable Flipper Units 2 Shelf, Storage/Displays 2 Lights 1 Tack board 1 Tool Rail 1 Paper Tray 1 Diagonal Tray 1 Adjustable Keyboard Tray 1 Mobile Pedestal, Box/File
F0275 | Chair, Swivel, High Back | 1 | VV | Highback contemporary swivel chair, 41" high X 23" wide X 23" deep with five (5) caster swivel base and arms. Chair may be used at desks or in conference rooms. Back and seat are foam padded and upholstered with either woven textile fabric or vinyl.
F0420 | Cabinet, Filing, Lateral, Half Height | 1 | VV | Half height two (2) or three (3) drawer lateral filing cabinet, 28" high X 42" wide X 18" deep with recessed handles, locking device and drawer label holders. Drawers are adaptable to either letter or legal size materials.
F2000 | Basket, Wastepaper, Fire Resistant | 1 | VV | Wastepaper basket, fire resistant, approximately 40 quart capacity. This unit is used to collect and temporarily store small quantities of paper refuse in patient rooms, administrative areas and nursing stations. Size and shape varies depending on the application and manufacturer selected.
M1801 | Computer, Microprocessing, w/Flat Panel Monitor | 1 | VV | Desk top microprocessing computer. The unit shall consist of a central processing mini tower, flat panel monitor, keyboard, mouse and speakers. The system shall have the following minimum characteristics: a 2.8 GHz Pentium processor; 512 MB memory; 80GB hard drive; 32/48x CD-ROMDVD combo; 1.44MB network interface card; video 32 MB NVIDIA; a 18 inch flat panel monitor. The computer is used throughout the facility to input, manipulate and retrieve information.
7 - SS218 - Rad Thrpy Physicist Workstation, Stff Sprt | 7 - SS218 - Rad Thrpy Physicist Workstation, Stff Sprt | 7 - SS218 - Rad Thrpy Physicist Workstation, Stff Sprt | 7 - SS218 - Rad Thrpy Physicist Workstation, Stff Sprt | 7 - SS218 - Rad Thrpy Physicist Workstation, Stff Sprt
JSN | NAME | QTY | ACQ/INS | DESCRIPTION
A1010 | Telecommunication Outlet | 2 | VV | Telecommunication outlet location.
A1015 | Telephone, Desk, Multiple Line | 1 | VV | Telephone, desk, multiple line.
E0123 | Workstation, Straight, Free Standing, 72" W | 1 | VV | This JSN will provide a whole work station typical to quickly plan work in areas in clinical or administrative spaces. There will be a price decrease if typical work stations are used with vertical hanging strips instead of panels. THIS TYPICAL INCLUDES: 4 Standard Solid Panels 2 Panel Connectors, 2-Way Corner 1 Panel-to-Panel Connector 2 Finished End Hardware 1 Cantilevered, Work Surface 2 Lockable Flipper Units 2 Shelf, Storage/Displays 2 Lights 1 Tack board 1 Tool Rail 1 Paper Tray 1 Diagonal Tray 1 Adjustable Keyboard Tray 1 Mobile Pedestal, Box/File
F0275 | Chair, Swivel, High Back | 1 | VV | Highback contemporary swivel chair, 41" high X 23" wide X 23" deep with five (5) caster swivel base and arms. Chair may be used at desks or in conference rooms. Back and seat are foam padded and upholstered with either woven textile fabric or vinyl.
F0420 | Cabinet, Filing, Lateral, Half Height | 1 | VV | Half height two (2) or three (3) drawer lateral filing cabinet, 28" high X 42" wide X 18" deep with recessed handles, locking device and drawer label holders. Drawers are adaptable to either letter or legal size materials.
F2000 | Basket, Wastepaper, Fire Resistant | 1 | VV | Wastepaper basket, fire resistant, approximately 40 quart capacity. This unit is used to collect and temporarily store small quantities of paper refuse in patient rooms, administrative areas and nursing stations. Size and shape varies depending on the application and manufacturer selected.
M1801 | Computer, Microprocessing, w/Flat Panel Monitor | 1 | VV | Desk top microprocessing computer. The unit shall consist of a central processing mini tower, flat panel monitor, keyboard, mouse and speakers. The system shall have the following minimum characteristics: a 2.8 GHz Pentium processor; 512 MB memory; 80GB hard drive; 32/48x CD-ROMDVD combo; 1.44MB network interface card; video 32 MB NVIDIA; a 18 inch flat panel monitor. The computer is used throughout the facility to input, manipulate and retrieve information.
8 - SS218 - Rad Thrpy Technologist Supervisor Workstation, Stff Sprt | 8 - SS218 - Rad Thrpy Technologist Supervisor Workstation, Stff Sprt | 8 - SS218 - Rad Thrpy Technologist Supervisor Workstation, Stff Sprt | 8 - SS218 - Rad Thrpy Technologist Supervisor Workstation, Stff Sprt | 8 - SS218 - Rad Thrpy Technologist Supervisor Workstation, Stff Sprt
JSN | NAME | QTY | ACQ/INS | DESCRIPTION
A1010 | Telecommunication Outlet | 2 | VV | Telecommunication outlet location.
A1015 | Telephone, Desk, Multiple Line | 1 | VV | Telephone, desk, multiple line.
E0123 | Workstation, Straight, Free Standing, 72" W | 1 | VV | This JSN will provide a whole work station typical to quickly plan work in areas in clinical or administrative spaces. There will be a price decrease if typical work stations are used with vertical hanging strips instead of panels. THIS TYPICAL INCLUDES: 4 Standard Solid Panels 2 Panel Connectors, 2-Way Corner 1 Panel-to-Panel Connector 2 Finished End Hardware 1 Cantilevered, Work Surface 2 Lockable Flipper Units 2 Shelf, Storage/Displays 2 Lights 1 Tack board 1 Tool Rail 1 Paper Tray 1 Diagonal Tray 1 Adjustable Keyboard Tray 1 Mobile Pedestal, Box/File
F0275 | Chair, Swivel, High Back | 1 | VV | Highback contemporary swivel chair, 41" high X 23" wide X 23" deep with five (5) caster swivel base and arms. Chair may be used at desks or in conference rooms. Back and seat are foam padded and upholstered with either woven textile fabric or vinyl.
F0420 | Cabinet, Filing, Lateral, Half Height | 1 | VV | Half height two (2) or three (3) drawer lateral filing cabinet, 28" high X 42" wide X 18" deep with recessed handles, locking device and drawer label holders. Drawers are adaptable to either letter or legal size materials.
F2000 | Basket, Wastepaper, Fire Resistant | 1 | VV | Wastepaper basket, fire resistant, approximately 40 quart capacity. This unit is used to collect and temporarily store small quantities of paper refuse in patient rooms, administrative areas and nursing stations. Size and shape varies depending on the application and manufacturer selected.
M1801 | Computer, Microprocessing, w/Flat Panel Monitor | 1 | VV | Desk top microprocessing computer. The unit shall consist of a central processing mini tower, flat panel monitor, keyboard, mouse and speakers. The system shall have the following minimum characteristics: a 2.8 GHz Pentium processor; 512 MB memory; 80GB hard drive; 32/48x CD-ROMDVD combo; 1.44MB network interface card; video 32 MB NVIDIA; a 18 inch flat panel monitor. The computer is used throughout the facility to input, manipulate and retrieve information.
9 - SS218 - Rad Thrpy PACS Administrator Workstation, Stff Sprt | 9 - SS218 - Rad Thrpy PACS Administrator Workstation, Stff Sprt | 9 - SS218 - Rad Thrpy PACS Administrator Workstation, Stff Sprt | 9 - SS218 - Rad Thrpy PACS Administrator Workstation, Stff Sprt | 9 - SS218 - Rad Thrpy PACS Administrator Workstation, Stff Sprt
JSN | NAME | QTY | ACQ/INS | DESCRIPTION
A1010 | Telecommunication Outlet | 2 | VV | Telecommunication outlet location.
A1015 | Telephone, Desk, Multiple Line | 1 | VV | Telephone, desk, multiple line.
E0123 | Workstation, Straight, Free Standing, 72" W | 1 | VV | This JSN will provide a whole work station typical to quickly plan work in areas in clinical or administrative spaces. There will be a price decrease if typical work stations are used with vertical hanging strips instead of panels. THIS TYPICAL INCLUDES: 4 Standard Solid Panels 2 Panel Connectors, 2-Way Corner 1 Panel-to-Panel Connector 2 Finished End Hardware 1 Cantilevered, Work Surface 2 Lockable Flipper Units 2 Shelf, Storage/Displays 2 Lights 1 Tack board 1 Tool Rail 1 Paper Tray 1 Diagonal Tray 1 Adjustable Keyboard Tray 1 Mobile Pedestal, Box/File
F0275 | Chair, Swivel, High Back | 1 | VV | Highback contemporary swivel chair, 41" high X 23" wide X 23" deep with five (5) caster swivel base and arms. Chair may be used at desks or in conference rooms. Back and seat are foam padded and upholstered with either woven textile fabric or vinyl.
F0420 | Cabinet, Filing, Lateral, Half Height | 1 | VV | Half height two (2) or three (3) drawer lateral filing cabinet, 28" high X 42" wide X 18" deep with recessed handles, locking device and drawer label holders. Drawers are adaptable to either letter or legal size materials.
F2000 | Basket, Wastepaper, Fire Resistant | 1 | VV | Wastepaper basket, fire resistant, approximately 40 quart capacity. This unit is used to collect and temporarily store small quantities of paper refuse in patient rooms, administrative areas and nursing stations. Size and shape varies depending on the application and manufacturer selected.
M1801 | Computer, Microprocessing, w/Flat Panel Monitor | 1 | VV | Desk top microprocessing computer. The unit shall consist of a central processing mini tower, flat panel monitor, keyboard, mouse and speakers. The system shall have the following minimum characteristics: a 2.8 GHz Pentium processor; 512 MB memory; 80GB hard drive; 32/48x CD-ROMDVD combo; 1.44MB network interface card; video 32 MB NVIDIA; a 18 inch flat panel monitor. The computer is used throughout the facility to input, manipulate and retrieve information.
10 - SS218 - Rad Thrpy Quality Assurance Workstation, Stff Sprt | 10 - SS218 - Rad Thrpy Quality Assurance Workstation, Stff Sprt | 10 - SS218 - Rad Thrpy Quality Assurance Workstation, Stff Sprt | 10 - SS218 - Rad Thrpy Quality Assurance Workstation, Stff Sprt | 10 - SS218 - Rad Thrpy Quality Assurance Workstation, Stff Sprt
JSN | NAME | QTY | ACQ/INS | DESCRIPTION
A1010 | Telecommunication Outlet | 2 | VV | Telecommunication outlet location.
A1015 | Telephone, Desk, Multiple Line | 1 | VV | Telephone, desk, multiple line.
E0123 | Workstation, Straight, Free Standing, 72" W | 1 | VV | This JSN will provide a whole work station typical to quickly plan work in areas in clinical or administrative spaces. There will be a price decrease if typical work stations are used with vertical hanging strips instead of panels. THIS TYPICAL INCLUDES: 4 Standard Solid Panels 2 Panel Connectors, 2-Way Corner 1 Panel-to-Panel Connector 2 Finished End Hardware 1 Cantilevered, Work Surface 2 Lockable Flipper Units 2 Shelf, Storage/Displays 2 Lights 1 Tack board 1 Tool Rail 1 Paper Tray 1 Diagonal Tray 1 Adjustable Keyboard Tray 1 Mobile Pedestal, Box/File
F0275 | Chair, Swivel, High Back | 1 | VV | Highback contemporary swivel chair, 41" high X 23" wide X 23" deep with five (5) caster swivel base and arms. Chair may be used at desks or in conference rooms. Back and seat are foam padded and upholstered with either woven textile fabric or vinyl.
F0420 | Cabinet, Filing, Lateral, Half Height | 1 | VV | Half height two (2) or three (3) drawer lateral filing cabinet, 28" high X 42" wide X 18" deep with recessed handles, locking device and drawer label holders. Drawers are adaptable to either letter or legal size materials.
F2000 | Basket, Wastepaper, Fire Resistant | 1 | VV | Wastepaper basket, fire resistant, approximately 40 quart capacity. This unit is used to collect and temporarily store small quantities of paper refuse in patient rooms, administrative areas and nursing stations. Size and shape varies depending on the application and manufacturer selected.
M1801 | Computer, Microprocessing, w/Flat Panel Monitor | 1 | VV | Desk top microprocessing computer. The unit shall consist of a central processing mini tower, flat panel monitor, keyboard, mouse and speakers. The system shall have the following minimum characteristics: a 2.8 GHz Pentium processor; 512 MB memory; 80GB hard drive; 32/48x CD-ROMDVD combo; 1.44MB network interface card; video 32 MB NVIDIA; a 18 inch flat panel monitor. The computer is used throughout the facility to input, manipulate and retrieve information.
11 - SS218 - Rad Thrpy Clerical Workstation, Stff Sprt | 11 - SS218 - Rad Thrpy Clerical Workstation, Stff Sprt | 11 - SS218 - Rad Thrpy Clerical Workstation, Stff Sprt | 11 - SS218 - Rad Thrpy Clerical Workstation, Stff Sprt | 11 - SS218 - Rad Thrpy Clerical Workstation, Stff Sprt
JSN | NAME | QTY | ACQ/INS | DESCRIPTION
A1010 | Telecommunication Outlet | 2 | VV | Telecommunication outlet location.
A1015 | Telephone, Desk, Multiple Line | 1 | VV | Telephone, desk, multiple line.
E0123 | Workstation, Straight, Free Standing, 72" W | 1 | VV | This JSN will provide a whole work station typical to quickly plan work in areas in clinical or administrative spaces. There will be a price decrease if typical work stations are used with vertical hanging strips instead of panels. THIS TYPICAL INCLUDES: 4 Standard Solid Panels 2 Panel Connectors, 2-Way Corner 1 Panel-to-Panel Connector 2 Finished End Hardware 1 Cantilevered, Work Surface 2 Lockable Flipper Units 2 Shelf, Storage/Displays 2 Lights 1 Tack board 1 Tool Rail 1 Paper Tray 1 Diagonal Tray 1 Adjustable Keyboard Tray 1 Mobile Pedestal, Box/File
F0275 | Chair, Swivel, High Back | 1 | VV | Highback contemporary swivel chair, 41" high X 23" wide X 23" deep with five (5) caster swivel base and arms. Chair may be used at desks or in conference rooms. Back and seat are foam padded and upholstered with either woven textile fabric or vinyl.
F0420 | Cabinet, Filing, Lateral, Half Height | 1 | VV | Half height two (2) or three (3) drawer lateral filing cabinet, 28" high X 42" wide X 18" deep with recessed handles, locking device and drawer label holders. Drawers are adaptable to either letter or legal size materials.
F2000 | Basket, Wastepaper, Fire Resistant | 1 | VV | Wastepaper basket, fire resistant, approximately 40 quart capacity. This unit is used to collect and temporarily store small quantities of paper refuse in patient rooms, administrative areas and nursing stations. Size and shape varies depending on the application and manufacturer selected.
M1801 | Computer, Microprocessing, w/Flat Panel Monitor | 1 | VV | Desk top microprocessing computer. The unit shall consist of a central processing mini tower, flat panel monitor, keyboard, mouse and speakers. The system shall have the following minimum characteristics: a 2.8 GHz Pentium processor; 512 MB memory; 80GB hard drive; 32/48x CD-ROMDVD combo; 1.44MB network interface card; video 32 MB NVIDIA; a 18 inch flat panel monitor. The computer is used throughout the facility to input, manipulate and retrieve information.
12 - SS218 - Rad Thrpy Data Processing Workstation, Stff Sprt | 12 - SS218 - Rad Thrpy Data Processing Workstation, Stff Sprt | 12 - SS218 - Rad Thrpy Data Processing Workstation, Stff Sprt | 12 - SS218 - Rad Thrpy Data Processing Workstation, Stff Sprt | 12 - SS218 - Rad Thrpy Data Processing Workstation, Stff Sprt
JSN | NAME | QTY | ACQ/INS | DESCRIPTION
A1010 | Telecommunication Outlet | 2 | VV | Telecommunication outlet location.
A1015 | Telephone, Desk, Multiple Line | 1 | VV | Telephone, desk, multiple line.
E0123 | Workstation, Straight, Free Standing, 72" W | 1 | VV | This JSN will provide a whole work station typical to quickly plan work in areas in clinical or administrative spaces. There will be a price decrease if typical work stations are used with vertical hanging strips instead of panels. THIS TYPICAL INCLUDES: 4 Standard Solid Panels 2 Panel Connectors, 2-Way Corner 1 Panel-to-Panel Connector 2 Finished End Hardware 1 Cantilevered, Work Surface 2 Lockable Flipper Units 2 Shelf, Storage/Displays 2 Lights 1 Tack board 1 Tool Rail 1 Paper Tray 1 Diagonal Tray 1 Adjustable Keyboard Tray 1 Mobile Pedestal, Box/File
F0275 | Chair, Swivel, High Back | 1 | VV | Highback contemporary swivel chair, 41" high X 23" wide X 23" deep with five (5) caster swivel base and arms. Chair may be used at desks or in conference rooms. Back and seat are foam padded and upholstered with either woven textile fabric or vinyl.
F0420 | Cabinet, Filing, Lateral, Half Height | 1 | VV | Half height two (2) or three (3) drawer lateral filing cabinet, 28" high X 42" wide X 18" deep with recessed handles, locking device and drawer label holders. Drawers are adaptable to either letter or legal size materials.
F2000 | Basket, Wastepaper, Fire Resistant | 1 | VV | Wastepaper basket, fire resistant, approximately 40 quart capacity. This unit is used to collect and temporarily store small quantities of paper refuse in patient rooms, administrative areas and nursing stations. Size and shape varies depending on the application and manufacturer selected.
M1801 | Computer, Microprocessing, w/Flat Panel Monitor | 1 | VV | Desk top microprocessing computer. The unit shall consist of a central processing mini tower, flat panel monitor, keyboard, mouse and speakers. The system shall have the following minimum characteristics: a 2.8 GHz Pentium processor; 512 MB memory; 80GB hard drive; 32/48x CD-ROMDVD combo; 1.44MB network interface card; video 32 MB NVIDIA; a 18 inch flat panel monitor. The computer is used throughout the facility to input, manipulate and retrieve information.
13 - SS218 - Rad Thrpy Scheduler Workstation, Stff Sprt | 13 - SS218 - Rad Thrpy Scheduler Workstation, Stff Sprt | 13 - SS218 - Rad Thrpy Scheduler Workstation, Stff Sprt | 13 - SS218 - Rad Thrpy Scheduler Workstation, Stff Sprt | 13 - SS218 - Rad Thrpy Scheduler Workstation, Stff Sprt
JSN | NAME | QTY | ACQ/INS | DESCRIPTION
A1010 | Telecommunication Outlet | 2 | VV | Telecommunication outlet location.
A1015 | Telephone, Desk, Multiple Line | 1 | VV | Telephone, desk, multiple line.
E0123 | Workstation, Straight, Free Standing, 72" W | 1 | VV | This JSN will provide a whole work station typical to quickly plan work in areas in clinical or administrative spaces. There will be a price decrease if typical work stations are used with vertical hanging strips instead of panels. THIS TYPICAL INCLUDES: 4 Standard Solid Panels 2 Panel Connectors, 2-Way Corner 1 Panel-to-Panel Connector 2 Finished End Hardware 1 Cantilevered, Work Surface 2 Lockable Flipper Units 2 Shelf, Storage/Displays 2 Lights 1 Tack board 1 Tool Rail 1 Paper Tray 1 Diagonal Tray 1 Adjustable Keyboard Tray 1 Mobile Pedestal, Box/File
F0275 | Chair, Swivel, High Back | 1 | VV | Highback contemporary swivel chair, 41" high X 23" wide X 23" deep with five (5) caster swivel base and arms. Chair may be used at desks or in conference rooms. Back and seat are foam padded and upholstered with either woven textile fabric or vinyl.
F0420 | Cabinet, Filing, Lateral, Half Height | 1 | VV | Half height two (2) or three (3) drawer lateral filing cabinet, 28" high X 42" wide X 18" deep with recessed handles, locking device and drawer label holders. Drawers are adaptable to either letter or legal size materials.
F2000 | Basket, Wastepaper, Fire Resistant | 1 | VV | Wastepaper basket, fire resistant, approximately 40 quart capacity. This unit is used to collect and temporarily store small quantities of paper refuse in patient rooms, administrative areas and nursing stations. Size and shape varies depending on the application and manufacturer selected.
M1801 | Computer, Microprocessing, w/Flat Panel Monitor | 1 | VV | Desk top microprocessing computer. The unit shall consist of a central processing mini tower, flat panel monitor, keyboard, mouse and speakers. The system shall have the following minimum characteristics: a 2.8 GHz Pentium processor; 512 MB memory; 80GB hard drive; 32/48x CD-ROMDVD combo; 1.44MB network interface card; video 32 MB NVIDIA; a 18 inch flat panel monitor. The computer is used throughout the facility to input, manipulate and retrieve information.
14 - SS218 - Rad Thrpy Transcriptionist Workstation, Stff Sprt | 14 - SS218 - Rad Thrpy Transcriptionist Workstation, Stff Sprt | 14 - SS218 - Rad Thrpy Transcriptionist Workstation, Stff Sprt | 14 - SS218 - Rad Thrpy Transcriptionist Workstation, Stff Sprt | 14 - SS218 - Rad Thrpy Transcriptionist Workstation, Stff Sprt
JSN | NAME | QTY | ACQ/INS | DESCRIPTION
A1010 | Telecommunication Outlet | 2 | VV | Telecommunication outlet location.
A1015 | Telephone, Desk, Multiple Line | 1 | VV | Telephone, desk, multiple line.
E0123 | Workstation, Straight, Free Standing, 72" W | 1 | VV | This JSN will provide a whole work station typical to quickly plan work in areas in clinical or administrative spaces. There will be a price decrease if typical work stations are used with vertical hanging strips instead of panels. THIS TYPICAL INCLUDES: 4 Standard Solid Panels 2 Panel Connectors, 2-Way Corner 1 Panel-to-Panel Connector 2 Finished End Hardware 1 Cantilevered, Work Surface 2 Lockable Flipper Units 2 Shelf, Storage/Displays 2 Lights 1 Tack board 1 Tool Rail 1 Paper Tray 1 Diagonal Tray 1 Adjustable Keyboard Tray 1 Mobile Pedestal, Box/File
F0275 | Chair, Swivel, High Back | 1 | VV | Highback contemporary swivel chair, 41" high X 23" wide X 23" deep with five (5) caster swivel base and arms. Chair may be used at desks or in conference rooms. Back and seat are foam padded and upholstered with either woven textile fabric or vinyl.
F0420 | Cabinet, Filing, Lateral, Half Height | 1 | VV | Half height two (2) or three (3) drawer lateral filing cabinet, 28" high X 42" wide X 18" deep with recessed handles, locking device and drawer label holders. Drawers are adaptable to either letter or legal size materials.
F2000 | Basket, Wastepaper, Fire Resistant | 1 | VV | Wastepaper basket, fire resistant, approximately 40 quart capacity. This unit is used to collect and temporarily store small quantities of paper refuse in patient rooms, administrative areas and nursing stations. Size and shape varies depending on the application and manufacturer selected.
M1801 | Computer, Microprocessing, w/Flat Panel Monitor | 1 | VV | Desk top microprocessing computer. The unit shall consist of a central processing mini tower, flat panel monitor, keyboard, mouse and speakers. The system shall have the following minimum characteristics: a 2.8 GHz Pentium processor; 512 MB memory; 80GB hard drive; 32/48x CD-ROMDVD combo; 1.44MB network interface card; video 32 MB NVIDIA; a 18 inch flat panel monitor. The computer is used throughout the facility to input, manipulate and retrieve information.
15 - SC176 - Rad Thrpy Patient Records File Room, Clncl Sprt | 15 - SC176 - Rad Thrpy Patient Records File Room, Clncl Sprt | 15 - SC176 - Rad Thrpy Patient Records File Room, Clncl Sprt | 15 - SC176 - Rad Thrpy Patient Records File Room, Clncl Sprt | 15 - SC176 - Rad Thrpy Patient Records File Room, Clncl Sprt
JSN | NAME | QTY | ACQ/INS | DESCRIPTION
F0415 | Cabinet, Filing, Lateral, Full Height, 5 Drawer | 4 | VV | Full height five (5) drawer lateral filing cabinet, 65" high X 42" wide X 18" deep with floor levelers (front), locking device and drawer label holders. Drawers are adaptable to either letter or legal size materials.
17 - SS101 - Rad Thrpy Staff Conference Room, Educ Svc | 17 - SS101 - Rad Thrpy Staff Conference Room, Educ Svc | 17 - SS101 - Rad Thrpy Staff Conference Room, Educ Svc | 17 - SS101 - Rad Thrpy Staff Conference Room, Educ Svc | 17 - SS101 - Rad Thrpy Staff Conference Room, Educ Svc
JSN | NAME | QTY | ACQ/INS | DESCRIPTION
A1010 | Telecommunication Outlet | 1 | VV | Telecommunication outlet location.
A5212 | Bracket, Television, Wall-Mounted, Tilt/Angle | 1 | VV | A wall mounted, tilt/angled TV bracket for 37" to 80" TVs. Mount will be a universal and VESA compliant unit with a load capacity of up to 130 lbs.
A5220 | Bracket, Television, Wall Backing | 1 | CC | Wall mounted television bracket backing which provides additional support and strength for the installation of the television bracket. Option available for interior or exterior plate and sized for 12” 16” or 24” stud spacing.
A6046 | Artwork, Decorative, With Frame | 1 | VV | This JSN is to be used for determining and defining location of decorative artwork.
F0220 | Chair, Conference | 10 | VV | Conference chair designed to complement the executive furniture package selected. Foam rubber cushioned seats and backs covered with either woven fabric or vinyl. Base with 5 (five) swivel casters.
F0765 | Table, Folding / Nesting | 2 | VV | Folding table intended for a variety of uses. Designed with a flip top that allows tables to store nested to minimize needed storage space. Available in multiple laminate finish colors/patterns, bases, surface shapes (description and pricing based on a rectangle shape) and edge finish, . Available with leveling glides or casters (2 locking, 2 non-locking).
F2000 | Basket, Wastepaper, Fire Resistant | 1 | VV | Wastepaper basket, fire resistant, approximately 40 quart capacity. This unit is used to collect and temporarily store small quantities of paper refuse in patient rooms, administrative areas and nursing stations. Size and shape varies depending on the application and manufacturer selected.
F3200 | Clock, Battery, 12" Diameter | 1 | VV | Clock, 12" diameter. Round surface, easy to read numbers with sweep second hand. Wall mounted unit for use when impractical to install a fully synchronized clock system. Battery operated, (batteries not included).
M0512 | Television, HDTV, Large Screen, 60" | 1 | VV | A high definition (HDTV) multimedia, slim design, 60"W to 65"W color television. The TV will have a 16.9 wide screen aspect ratio with full HD 1080p resolution and HDMI connections. TV may be LED, Plasma or LCD. TV will include a stand.
18 - SS272 - Rad Thrpy Copy / Supply Room, Stff Sprt | 18 - SS272 - Rad Thrpy Copy / Supply Room, Stff Sprt | 18 - SS272 - Rad Thrpy Copy / Supply Room, Stff Sprt | 18 - SS272 - Rad Thrpy Copy / Supply Room, Stff Sprt | 18 - SS272 - Rad Thrpy Copy / Supply Room, Stff Sprt
JSN | NAME | QTY | ACQ/INS | DESCRIPTION
A1010 | Telecommunication Outlet | 2 | VV | Telecommunication outlet location.
A1012 | Telephone, Wall Mounted, 1 Line | 1 | VV | Telephone, wall mounted, 1 line.
F0465 | Cabinet, Storage, 2 Door, 5 Shelf | 1 | VV | Storage cabinet, 78" high X 48" wide X 24" deep with two (2) doors and five (5) adjustable shelves.
F0775 | Table, Work, 2 Drawer | 1 | VV | Work table approximately 32" high X 72" wide X 30" deep with two drawers and a hard wood top.
F2000 | Basket, Wastepaper, Fire Resistant | 1 | VV | Wastepaper basket, fire resistant, approximately 40 quart capacity. This unit is used to collect and temporarily store small quantities of paper refuse in patient rooms, administrative areas and nursing stations. Size and shape varies depending on the application and manufacturer selected.
F2550 | Shredder, Paper Heavy Duty | 1 | VV | Shredder shall be able to process a minimum of 25 sheets of paper per pass at a minimum rate of 20 feet per minute. The unit shall have a 16 inch throat to accept paper. Paper shall be shredded into 1/4 inch strips.
M1810 | Copier, Floor Standing, Digital | 1 | VV | Floor standing copier. Unit features automatic paper size selection, automatic document feeder and sorter. The system also has zoom capabilities and automatic two-sided copying. For use where medium volume reproduction is required in the range of 30 to 40 copies per minute.
M1835 | Printer, Color Laser, Large | 1 | VV | Color laser printer designed for high volume use and network capable. The printer shall be capable of printing a minimum of 25 pages per minute (ppm) of black print and 20 ppm color print. Resolution shall be no less than 600 X 600 dpi. It shall be capable of printing on multiple media types (plain, inkjet, photo paper and transparencies) and be capable of accepting media sizes of 3 X 5 to 8.5 X 14 inches. The printer is used in multi-user network offices.
19 - CRT76 - Storage Room, Rad Thrpy Svc | 19 - CRT76 - Storage Room, Rad Thrpy Svc | 19 - CRT76 - Storage Room, Rad Thrpy Svc | 19 - CRT76 - Storage Room, Rad Thrpy Svc | 19 - CRT76 - Storage Room, Rad Thrpy Svc
JSN | NAME | QTY | ACQ/INS | DESCRIPTION
A1010 | Telecommunication Outlet | 1 | VV | Telecommunication outlet location.
A1014 | Telephone, Wall Mounted, 1 Line, With Speaker | 1 | VV | Telephone, wall mounted, 1 line, with speaker.
M2055 | Shelving, Storage, Wire, CRS, w/Adjustable Shelves | 4 | VV | Stationary, wire, shelving unit. Unit has fully adjustable shelves constructed of stainless steel. For use in general purpose storage areas. Shelving is provided in various sizes and configurations. Price provided is for a unit approximately 74"H x 18"D x 48"W with four shelves.
20 - SS262 - Rad Thrpy Staff Breakroom, Stff Sprt | 20 - SS262 - Rad Thrpy Staff Breakroom, Stff Sprt | 20 - SS262 - Rad Thrpy Staff Breakroom, Stff Sprt | 20 - SS262 - Rad Thrpy Staff Breakroom, Stff Sprt | 20 - SS262 - Rad Thrpy Staff Breakroom, Stff Sprt
JSN | NAME | QTY | ACQ/INS | DESCRIPTION
A1010 | Telecommunication Outlet | 1 | VV | Telecommunication outlet location.
A1012 | Telephone, Wall Mounted, 1 Line | 1 | VV | Telephone, wall mounted, 1 line.
A1080 | Mirror, Posture, Wall Mounted | 1 | CC | Wall mounted posture mirror. Consists of a 1/4" plate glass in a sturdy corrosion resistant frame with water proof back. For educational and therapy programs.
A5075 | Dispenser, Soap, Disposable | 1 | VV | Disposable soap dispenser. One-handed dispensing operation. Designed to accommodate disposable soap cartridge and valve.
A5080 | Dispenser, Paper Towel, SS, Surface Mounted | 1 | CC | A surface mounted, satin finish stainless steel, single-fold, paper towel dispenser. Dispenser features: tumbler lock; front hinged at bottom; and refill indicator slot. Minimum capacity 400 single-fold paper towels. For general purpose use throughout the facility.
A5145 | Hook, Garment, Double, SS, Surface Mounted | 1 | CC | A surface mounted, satin finish stainless steel, double garment hook. Equipped with a concealed mounting bracket that is secured to a concealed wall plate. For general purpose use throughout the facility to hang various items of apparel.
A5210 | Bracket, Television, Wall Mounted, w/Adjust Arm | 1 | VV | Wall mounted television bracket with adjustable arm. Consists of movable arm with minimum 120 degree swivel. Designed for holding wall mounted, flat panel television units in patient rooms.
A5220 | Bracket, Television, Wall Backing | 1 | CC | Wall mounted television bracket backing which provides additional support and strength for the installation of the television bracket. Option available for interior or exterior plate and sized for 12” 16” or 24” stud spacing.
C02C0 | Cabinet, U/C/B, 1 Shelf, 1 Drawer, 1 DO, 36x24x22 | 1 | CC | Standing height under counter base cabinet with an adjustable shelf and a full width drawer above a solid right or left-hinged door (appropriate door hinge configuration to be indicated on equipment elevation drawings). Also referred to as a combination cabinet or a drawer and cupboard cabinet. For general purpose use throughout the facility.
C02D0 | Cabinet, U/C/B, 4 Drawer, 36x24x22 | 1 | CC | Standing height under counter base cabinet with four full width drawers of equal height. Also referred to as a drawer cabinet. For general purpose use throughout the facility.
C04P0 | Cabinet, Sink, U/C/B, 2 Door, 36x36x22 | 1 | CC | Standing height under counter base sink cabinet with solid hinged doors. Also referred to as a double-door sink cabinet. For general purpose use throughout the facility where a sink is to be used. Coordinate actual clear cabinet dimension with the actual outside dimension of sink that is specified to ensure that they are compatible.
CB020 | Cabinet, W/H, 2 Shelf, 1 DO, Sloping Top, 38x24x13 | 2 | CC | Wall hung cabinet with two adjustable shelves, solid right or left-hinged door (appropriate door hinge configuration to be indicated on equipment elevation drawings), and sloping top. Also referred to as a solid hinged single door case. For general purpose use throughout the facility.
CS010 | Sink, SS, Single Compartment, 7.5x12x12 ID | 1 | CC | Single compartment stainless steel sink, drop-in, self-rimming, ledge-type, connected with a drain and provided with a mixing faucet. It shall also be provided with pre-punched fixture holes on 4" center, integral back ledge to accommodate deck-mounted fixtures, brushed/polished interior and top surfaces, and sound deadened. Recommended for use in suspended or U/C/B sink cabinets having a high plastic laminate or Chemsurf laminate countertop/work surface. For general purpose use throughout the facility.
CT020 | Countertop, Solid Surface | 7 | CC | A solid, nonporous countertop with a smooth seamless appearance. Easy to clean and maintain and with proper cleaning does not support the growth of mold. An acrylic-based solid surface product. Standard thickness of 1", and a 4" butt backsplash/curb. Also referred to as a work surface or work top. Available in a choice of colors and depths. Used in lab and other hospital areas requiring optimum physical and chemical resisting properties.
F0225 | Chair, Dining Room | 4 | VV | Dining room chair with glides. Chair has straight legs with cushioned cloth or vinyl seat.
F0795 | Table, Dining | 1 | VV | Dining table. Round 42" diameter or square 42" X 42". Used in dining facilities and can comfortably seat up to four (4) persons.
F2015 | Basket, Wastepaper, Metal/Plastic,2 Swinging Doors | 1 | VV | Metal receptacle for soiled / used towels or waste. Equipped with a removable tapered top with two independently operating self-closing, spring hinged doors. Used in public facilities for the collection and temporary storage of refuse.
F3065 | Whiteboard/Bulletin Board, Combination | 1 | VV | A combination whiteboard and bulletin board, half LCS and half cork. Available with either aluminum or wood frame. It can be used in patient rooms or in any appropriate space in the facility.
F3200 | Clock, Battery, 12" Diameter | 1 | VV | Clock, 12" diameter. Round surface, easy to read numbers with sweep second hand. Wall mounted unit for use when impractical to install a fully synchronized clock system. Battery operated, (batteries not included).
K1552 | Brewer, Coffee, Auto, Elect, 3 Burner, Front/Back | 1 | VV | Space saving front to back automatic coffee maker. This unit includes a heating tank, connection for a cold water supply, decanter service with three burners, funnel and a water flow controller. The unit is used for semi-automatic coffee brewing in cafeterias and commercial institutions. The unit automatically shuts off the water flow when enough has passed through to fill the pot. The unit is normally provided plumbed with a hot water faucet to the side for making other hot drinks (tea, cider, cocoa, etc.). The database height dimension does not include the clearance for coffee decanters warming on the upper burners.
K4665 | Oven, Microwave, Consumer | 1 | VV | Counter mounted microwave oven for average duty use. The exterior cabinet can be metal or heavy duty impact resistant plastic. The oven delivers instant energy for rapid heating, defrosting or prime cooking. The oven has touch pad controls, digital timer, power level selector and preprogrammed selectors for commonly cooked items. This oven is commonly found in staff lounges.
M0515 | Television, HD, 40" Class | 1 | VV | High definition (HDTV) multimedia flat panel LED 40" class display television. The TV will have a 16:9 wide screen aspect ratio, minimum of 1920 x 1080 display resolution, digital tuner, minimum refresh rate of 60Hz, minimum of two HDMI ports and 1 USB port ENERGY STAR certified.
R7250 | Refrigerator/Freezer, 20 Cubic Feet | 1 | VV | Refrigerator/freezer unit. This type unit includes a food saver system that helps keep food fresher. It also includes roll out wheels and is equipped for an optional automatic icemaker. This unit is of commercial or residential design and use.
21 - SS282 - Rad Thrpy Female Staff Locker Room, Stff Sprt | 21 - SS282 - Rad Thrpy Female Staff Locker Room, Stff Sprt | 21 - SS282 - Rad Thrpy Female Staff Locker Room, Stff Sprt | 21 - SS282 - Rad Thrpy Female Staff Locker Room, Stff Sprt | 21 - SS282 - Rad Thrpy Female Staff Locker Room, Stff Sprt
JSN | NAME | QTY | ACQ/INS | DESCRIPTION
A1010 | Telecommunication Outlet | 1 | VV | Telecommunication outlet location.
A1012 | Telephone, Wall Mounted, 1 Line | 1 | VV | Telephone, wall mounted, 1 line.
A1030 | Locker, 2 Person, Over/Under | 8 | VV | Two person locker, double tier, 72Hx12Wx18D. This unit includes hooks for coats and hats. Door equipped with safety guard handles. Designed for storage of coats, hats, and other personal belongings. Other width and depths are available.
A1080 | Mirror, Posture, Wall Mounted | 1 | CC | Wall mounted posture mirror. Consists of a 1/4" plate glass in a sturdy corrosion resistant frame with water proof back. For educational and therapy programs.
A5020 | Bench, Locker Room, Floor Mounted | 1 | CC | Locker room bench. Floor mounting -1-1/4" thick. Benches are sanded smooth with two coats of moisture-resistant sealer to ensure a protective, satin gloss surface, and mounted on strong steel pedestal anchored to the floor. Over all height of 18" includes pedestal. Size as required.
F2000 | Basket, Wastepaper, Fire Resistant | 1 | VV | Wastepaper basket, fire resistant, approximately 40 quart capacity. This unit is used to collect and temporarily store small quantities of paper refuse in patient rooms, administrative areas and nursing stations. Size and shape varies depending on the application and manufacturer selected.
F3200 | Clock, Battery, 12" Diameter | 1 | VV | Clock, 12" diameter. Round surface, easy to read numbers with sweep second hand. Wall mounted unit for use when impractical to install a fully synchronized clock system. Battery operated, (batteries not included).
22 - SS282 - Rad Thrpy Male Staff Locker Room, Stff Sprt | 22 - SS282 - Rad Thrpy Male Staff Locker Room, Stff Sprt | 22 - SS282 - Rad Thrpy Male Staff Locker Room, Stff Sprt | 22 - SS282 - Rad Thrpy Male Staff Locker Room, Stff Sprt | 22 - SS282 - Rad Thrpy Male Staff Locker Room, Stff Sprt
JSN | NAME | QTY | ACQ/INS | DESCRIPTION
A1010 | Telecommunication Outlet | 1 | VV | Telecommunication outlet location.
A1012 | Telephone, Wall Mounted, 1 Line | 1 | VV | Telephone, wall mounted, 1 line.
A1030 | Locker, 2 Person, Over/Under | 8 | VV | Two person locker, double tier, 72Hx12Wx18D. This unit includes hooks for coats and hats. Door equipped with safety guard handles. Designed for storage of coats, hats, and other personal belongings. Other width and depths are available.
A1080 | Mirror, Posture, Wall Mounted | 1 | CC | Wall mounted posture mirror. Consists of a 1/4" plate glass in a sturdy corrosion resistant frame with water proof back. For educational and therapy programs.
A5020 | Bench, Locker Room, Floor Mounted | 1 | CC | Locker room bench. Floor mounting -1-1/4" thick. Benches are sanded smooth with two coats of moisture-resistant sealer to ensure a protective, satin gloss surface, and mounted on strong steel pedestal anchored to the floor. Over all height of 18" includes pedestal. Size as required.
F2000 | Basket, Wastepaper, Fire Resistant | 1 | VV | Wastepaper basket, fire resistant, approximately 40 quart capacity. This unit is used to collect and temporarily store small quantities of paper refuse in patient rooms, administrative areas and nursing stations. Size and shape varies depending on the application and manufacturer selected.
F3200 | Clock, Battery, 12" Diameter | 1 | VV | Clock, 12" diameter. Round surface, easy to read numbers with sweep second hand. Wall mounted unit for use when impractical to install a fully synchronized clock system. Battery operated, (batteries not included).
23 - SB191 - Rad Thrpy Female Staff Toilet, Bldg Sprt | 23 - SB191 - Rad Thrpy Female Staff Toilet, Bldg Sprt | 23 - SB191 - Rad Thrpy Female Staff Toilet, Bldg Sprt | 23 - SB191 - Rad Thrpy Female Staff Toilet, Bldg Sprt | 23 - SB191 - Rad Thrpy Female Staff Toilet, Bldg Sprt
JSN | NAME | QTY | ACQ/INS | DESCRIPTION
A1067 | Mirror, Float Glass, ADA Accessible | 1 | CC | A high quality 1/4" polished float glass mirror with a stainless steel frame. Frame holds mirror in a tilted position for accessibility and compliance with ADA requirements. Mirror has a galvanized steel back secured to frame with concealed screws with integral horizontal hanging brackets. Mirror shall be approximately 18" wide and 36" high. Other sizes are available.
A4995 | Table, Diaper Changing, Wall Mounted | 1 | CC | Wall mounted diaper changing table for use in public restrooms. Unit is a fold down system that folds upward when not in use for minimal intrusion into the room. Changing surface is contoured and has safety belt to insure that an infant will not fall from the table. Table is designed to hold no less than 250 pounds static weight. Closed dimensions are approximately 21" H x 36" W x 5" D. Open dimensions vary according to style. One system's open dimensions are 15 " high, 32" wide and 19" deep.
A5075 | Dispenser, Soap, Disposable | 1 | VV | Disposable soap dispenser. One-handed dispensing operation. Designed to accommodate disposable soap cartridge and valve.
A5082 | Dispenser, Paper Towel, Sensor, Hands Free | 1 | CC | A surface mounted, sensor activated, automatic, roll paper towel dispenser. The unit dispenses a paper towel automatically only when hands are place in position below the dispenser for maximum sanitation and hygiene. May include adjustable settings for sheet length, time delay, and sensor range. Unit is battery operated or with optional AC power adapter.
A5090 | Disposal, Sanitary Napkin, SS, Surface Mounted | 1 | CC | A surface mounted, satin finish stainless steel, sanitary napkin disposal. Disposal features a flip-up cover, secured to the container by a heavy duty stainless steel piano-hinge. Disposal may be secured to wall or toilet partition. For general purpose use in female toilet stalls or rooms and uni-sex toilet rooms.
A5109 | Grab Bar, 1-1/4" Dia., SS, 2 Wall, W/C Accessible | 1 | CC | A 1-1/4" diameter, satin finish stainless steel, peened gripping surface, 2 wall toilet stall/ room, grab bar with concealed mounting flanges. Snap over flanges are provided to conceal mounting screws. A selection of mounting kits and concealed anchor devices are available from the manufacturers for different types of installations. Grab bar shall comply with barrier-free accessibility guidelines for structural strength. For typical water closet applications in toilet stalls and rooms where ADA (American's With Disabilities Act) requirements must be met.
A5145 | Hook, Garment, Double, SS, Surface Mounted | 1 | CC | A surface mounted, satin finish stainless steel, double garment hook. Equipped with a concealed mounting bracket that is secured to a concealed wall plate. For general purpose use throughout the facility to hang various items of apparel.
A5200 | Dispenser, Toilet Tissue, SS, 2-Roll, Surface Mntd | 1 | CC | A concealed surface mounted, double roll, satin finish stainless steel, toilet tissue dispenser. Unit accommodates two standard-core toilet tissue rolls through 5" in diameter. Spindles are chrome plated plastic with a heavy-duty internal spring and turn freely for non-controlled delivery. For general purpose use in restrooms.
F2010 | Basket, Wastepaper, Step-On | 1 | VV | "Step-on" wastepaper basket with inner liner and foot petal activated flip top.
P3200 | Lavatory, Vitreous China, Slab Type w/Sens Op Fauc | 1 | CC | Wall mounted, slab type, vitreous china, lavatory (approximately 7 x 15 x 10 inches) with faucet holes on 4 inch centers; electronic sensor operated, goose neck spout and grid strainer. It shall be suitable for use in clinics, offices and patient care areas.
P9050 | Toilet, Wall Hung, Siphon Jet | 1 | CC | Siphon jet water closet/ toilet. This unit is wall hung with an elongated bowl, top spud flushometer, seat with open front and check hinge, and carrier. Used in restrooms throughout the health care facility.
24 - SB191 - Rad Thrpy Male Staff Toilet, Bldg Sprt | 24 - SB191 - Rad Thrpy Male Staff Toilet, Bldg Sprt | 24 - SB191 - Rad Thrpy Male Staff Toilet, Bldg Sprt | 24 - SB191 - Rad Thrpy Male Staff Toilet, Bldg Sprt | 24 - SB191 - Rad Thrpy Male Staff Toilet, Bldg Sprt
JSN | NAME | QTY | ACQ/INS | DESCRIPTION
A1067 | Mirror, Float Glass, ADA Accessible | 1 | CC | A high quality 1/4" polished float glass mirror with a stainless steel frame. Frame holds mirror in a tilted position for accessibility and compliance with ADA requirements. Mirror has a galvanized steel back secured to frame with concealed screws with integral horizontal hanging brackets. Mirror shall be approximately 18" wide and 36" high. Other sizes are available.
A4995 | Table, Diaper Changing, Wall Mounted | 1 | CC | Wall mounted diaper changing table for use in public restrooms. Unit is a fold down system that folds upward when not in use for minimal intrusion into the room. Changing surface is contoured and has safety belt to insure that an infant will not fall from the table. Table is designed to hold no less than 250 pounds static weight. Closed dimensions are approximately 21" H x 36" W x 5" D. Open dimensions vary according to style. One system's open dimensions are 15 " high, 32" wide and 19" deep.
A5075 | Dispenser, Soap, Disposable | 1 | VV | Disposable soap dispenser. One-handed dispensing operation. Designed to accommodate disposable soap cartridge and valve.
A5082 | Dispenser, Paper Towel, Sensor, Hands Free | 1 | CC | A surface mounted, sensor activated, automatic, roll paper towel dispenser. The unit dispenses a paper towel automatically only when hands are place in position below the dispenser for maximum sanitation and hygiene. May include adjustable settings for sheet length, time delay, and sensor range. Unit is battery operated or with optional AC power adapter.
A5090 | Disposal, Sanitary Napkin, SS, Surface Mounted | 1 | CC | A surface mounted, satin finish stainless steel, sanitary napkin disposal. Disposal features a flip-up cover, secured to the container by a heavy duty stainless steel piano-hinge. Disposal may be secured to wall or toilet partition. For general purpose use in female toilet stalls or rooms and uni-sex toilet rooms.
A5109 | Grab Bar, 1-1/4" Dia., SS, 2 Wall, W/C Accessible | 1 | CC | A 1-1/4" diameter, satin finish stainless steel, peened gripping surface, 2 wall toilet stall/ room, grab bar with concealed mounting flanges. Snap over flanges are provided to conceal mounting screws. A selection of mounting kits and concealed anchor devices are available from the manufacturers for different types of installations. Grab bar shall comply with barrier-free accessibility guidelines for structural strength. For typical water closet applications in toilet stalls and rooms where ADA (American's With Disabilities Act) requirements must be met.
A5145 | Hook, Garment, Double, SS, Surface Mounted | 1 | CC | A surface mounted, satin finish stainless steel, double garment hook. Equipped with a concealed mounting bracket that is secured to a concealed wall plate. For general purpose use throughout the facility to hang various items of apparel.
A5200 | Dispenser, Toilet Tissue, SS, 2-Roll, Surface Mntd | 1 | CC | A concealed surface mounted, double roll, satin finish stainless steel, toilet tissue dispenser. Unit accommodates two standard-core toilet tissue rolls through 5" in diameter. Spindles are chrome plated plastic with a heavy-duty internal spring and turn freely for non-controlled delivery. For general purpose use in restrooms.
F2010 | Basket, Wastepaper, Step-On | 1 | VV | "Step-on" wastepaper basket with inner liner and foot petal activated flip top.
P3200 | Lavatory, Vitreous China, Slab Type w/Sens Op Fauc | 1 | CC | Wall mounted, slab type, vitreous china, lavatory (approximately 7 x 15 x 10 inches) with faucet holes on 4 inch centers; electronic sensor operated, goose neck spout and grid strainer. It shall be suitable for use in clinics, offices and patient care areas.
P9050 | Toilet, Wall Hung, Siphon Jet | 1 | CC | Siphon jet water closet/ toilet. This unit is wall hung with an elongated bowl, top spud flushometer, seat with open front and check hinge, and carrier. Used in restrooms throughout the health care facility.