## Report Info
Contents - VA PG-18-5 Department of Veterans Affairs DIALYSIS CENTER (316) Master Report Generated: 15 Mar 2022 10:01AM ET

## DIALYSIS CENTER (316)
DIALYSIS CENTER (316) | DIALYSIS CENTER (316) | DIALYSIS CENTER (316) | DIALYSIS CENTER (316) | DIALYSIS CENTER (316)
1 - RECEPTION AREA | 1 - RECEPTION AREA | 1 - RECEPTION AREA | 1 - RECEPTION AREA | 1 - RECEPTION AREA
1 - SB003 - Dlsys Ctr Waiting, Bldg Sprt | 1 - SB003 - Dlsys Ctr Waiting, Bldg Sprt | 1 - SB003 - Dlsys Ctr Waiting, Bldg Sprt | 1 - SB003 - Dlsys Ctr Waiting, Bldg Sprt | 1 - SB003 - Dlsys Ctr Waiting, Bldg Sprt
JSN | NAME | QTY | ACQ/INS | DESCRIPTION
A5077 | Dispenser, Hand Sanitizer, Hands-Free | 1 | VV | A touch free wall-mounted hand sanitizer dispenser. For use throughout a healthcare facility. Unit does not include the sanitizing liquid. Units are battery operated.
A6046 | Artwork, Decorative, With Frame | 1 | VV | This JSN is to be used for determining and defining location of decorative artwork.
F0206 | Chair, Side, Bariatric, With Arms | 1 | VV | A bariatric side chair with arms for use in a waiting room, lobby or other patient area. Chair will have a padded seat and back and have a capacity of 800 pounds.
F0305 | Chair, Waiting Room, Single | 1 | VV | Single seat waiting room chair with foam padded seat and back. Upholstered with either woven fabric textile or vinyl. Arms and floor glides included.
F2000 | Basket, Wastepaper, Fire Resistant | 1 | VV | Wastepaper basket, fire resistant, approximately 40 quart capacity. This unit is used to collect and temporarily store small quantities of paper refuse in patient rooms, administrative areas and nursing stations. Size and shape varies depending on the application and manufacturer selected.
F2300 | Rack, Magazine, Wall Mounted | 1 | VV | Wall mounted magazine rack with nine (9) magazine holding compartments.
F3200 | Clock, Battery, 12" Diameter | 1 | VV | Clock, 12" diameter. Round surface, easy to read numbers with sweep second hand. Wall mounted unit for use when impractical to install a fully synchronized clock system. Battery operated, (batteries not included).
2 - SC183 - Dlsys Ctr Reception, Clncl Sprt | 2 - SC183 - Dlsys Ctr Reception, Clncl Sprt | 2 - SC183 - Dlsys Ctr Reception, Clncl Sprt | 2 - SC183 - Dlsys Ctr Reception, Clncl Sprt | 2 - SC183 - Dlsys Ctr Reception, Clncl Sprt
JSN | NAME | QTY | ACQ/INS | DESCRIPTION
A1015 | Telephone, Desk, Multiple Line | 1 | VV | Telephone, desk, multiple line.
A6105 | Counter, Reception Control, Built-In | 1 | CC | Counter, control, inpatient, built-in. Consists of two 18” wide base cabinets with two drawers and file drawer, two 30” wide pencil drawers and two 18” wide base cabinet with four drawers. The countertop shall be a composition of wood particle core with plastic laminate surface having a hard smooth surface finish, standard thickness of 1” and a 4” butt backsplash/curb. Pricing based on a 30" depth.
F0275 | Chair, Swivel, High Back | 1 | VV | Highback contemporary swivel chair, 41" high X 23" wide X 23" deep with five (5) caster swivel base and arms. Chair may be used at desks or in conference rooms. Back and seat are foam padded and upholstered with either woven textile fabric or vinyl.
F2000 | Basket, Wastepaper, Fire Resistant | 1 | VV | Wastepaper basket, fire resistant, approximately 40 quart capacity. This unit is used to collect and temporarily store small quantities of paper refuse in patient rooms, administrative areas and nursing stations. Size and shape varies depending on the application and manufacturer selected.
M1801 | Computer, Microprocessing, w/Flat Panel Monitor | 1 | VV | Desk top microprocessing computer. The unit shall consist of a central processing mini tower, flat panel monitor, keyboard, mouse and speakers. The system shall have the following minimum characteristics: a 2.8 GHz Pentium processor; 512 MB memory; 80GB hard drive; 32/48x CD-ROMDVD combo; 1.44MB network interface card; video 32 MB NVIDIA; a 18 inch flat panel monitor. The computer is used throughout the facility to input, manipulate and retrieve information.
3 - SB191 - Dlsys Ctr Visitor Toilet, Bldg Sprt | 3 - SB191 - Dlsys Ctr Visitor Toilet, Bldg Sprt | 3 - SB191 - Dlsys Ctr Visitor Toilet, Bldg Sprt | 3 - SB191 - Dlsys Ctr Visitor Toilet, Bldg Sprt | 3 - SB191 - Dlsys Ctr Visitor Toilet, Bldg Sprt
JSN | NAME | QTY | ACQ/INS | DESCRIPTION
A1067 | Mirror, Float Glass, ADA Accessible | 1 | CC | A high quality 1/4" polished float glass mirror with a stainless steel frame. Frame holds mirror in a tilted position for accessibility and compliance with ADA requirements. Mirror has a galvanized steel back secured to frame with concealed screws with integral horizontal hanging brackets. Mirror shall be approximately 18" wide and 36" high. Other sizes are available.
A4995 | Table, Diaper Changing, Wall Mounted | 1 | CC | Wall mounted diaper changing table for use in public restrooms. Unit is a fold down system that folds upward when not in use for minimal intrusion into the room. Changing surface is contoured and has safety belt to insure that an infant will not fall from the table. Table is designed to hold no less than 250 pounds static weight. Closed dimensions are approximately 21" H x 36" W x 5" D. Open dimensions vary according to style. One system's open dimensions are 15 " high, 32" wide and 19" deep.
A5075 | Dispenser, Soap, Disposable | 1 | VV | Disposable soap dispenser. One-handed dispensing operation. Designed to accommodate disposable soap cartridge and valve.
A5082 | Dispenser, Paper Towel, Sensor, Hands Free | 1 | CC | A surface mounted, sensor activated, automatic, roll paper towel dispenser. The unit dispenses a paper towel automatically only when hands are place in position below the dispenser for maximum sanitation and hygiene. May include adjustable settings for sheet length, time delay, and sensor range. Unit is battery operated or with optional AC power adapter.
A5090 | Disposal, Sanitary Napkin, SS, Surface Mounted | 1 | CC | A surface mounted, satin finish stainless steel, sanitary napkin disposal. Disposal features a flip-up cover, secured to the container by a heavy duty stainless steel piano-hinge. Disposal may be secured to wall or toilet partition. For general purpose use in female toilet stalls or rooms and uni-sex toilet rooms.
A5109 | Grab Bar, 1-1/4" Dia., SS, 2 Wall, W/C Accessible | 1 | CC | A 1-1/4" diameter, satin finish stainless steel, peened gripping surface, 2 wall toilet stall/ room, grab bar with concealed mounting flanges. Snap over flanges are provided to conceal mounting screws. A selection of mounting kits and concealed anchor devices are available from the manufacturers for different types of installations. Grab bar shall comply with barrier-free accessibility guidelines for structural strength. For typical water closet applications in toilet stalls and rooms where ADA (American's With Disabilities Act) requirements must be met.
A5145 | Hook, Garment, Double, SS, Surface Mounted | 1 | CC | A surface mounted, satin finish stainless steel, double garment hook. Equipped with a concealed mounting bracket that is secured to a concealed wall plate. For general purpose use throughout the facility to hang various items of apparel.
A5200 | Dispenser, Toilet Tissue, SS, 2-Roll, Surface Mntd | 1 | CC | A concealed surface mounted, double roll, satin finish stainless steel, toilet tissue dispenser. Unit accommodates two standard-core toilet tissue rolls through 5" in diameter. Spindles are chrome plated plastic with a heavy-duty internal spring and turn freely for non-controlled delivery. For general purpose use in restrooms.
F2010 | Basket, Wastepaper, Step-On | 1 | VV | "Step-on" wastepaper basket with inner liner and foot petal activated flip top.
P3200 | Lavatory, Vitreous China, Slab Type w/Sens Op Fauc | 1 | CC | Wall mounted, slab type, vitreous china, lavatory (approximately 7 x 15 x 10 inches) with faucet holes on 4 inch centers; electronic sensor operated, goose neck spout and grid strainer. It shall be suitable for use in clinics, offices and patient care areas.
P9050 | Toilet, Wall Hung, Siphon Jet | 1 | CC | Siphon jet water closet/ toilet. This unit is wall hung with an elongated bowl, top spud flushometer, seat with open front and check hinge, and carrier. Used in restrooms throughout the health care facility.
2 - PATIENT AREA | 2 - PATIENT AREA | 2 - PATIENT AREA | 2 - PATIENT AREA | 2 - PATIENT AREA
1 - CDL01 - Bed Station, Dlsys Ctr | 1 - CDL01 - Bed Station, Dlsys Ctr | 1 - CDL01 - Bed Station, Dlsys Ctr | 1 - CDL01 - Bed Station, Dlsys Ctr | 1 - CDL01 - Bed Station, Dlsys Ctr
JSN | NAME | QTY | ACQ/INS | DESCRIPTION
A1010 | Telecommunication Outlet | 1 | VV | Telecommunication outlet location.
A1107 | Rail System , Utility, Gas and Electric | 1 | CC | The headwall rail system shall consist of three horizontal rails mounted to the patient room headwall to provide utilities and patient services to support ancillary equipment to include gas and vacuum. The rail system must be capable of quickly adding or relocating medical gases services and be able to accept new equipment, provide physical support to equipment, brackets, shelves and other patient support items.
A5077 | Dispenser, Hand Sanitizer, Hands-Free | 1 | VV | A touch free wall-mounted hand sanitizer dispenser. For use throughout a healthcare facility. Unit does not include the sanitizing liquid. Units are battery operated.
A5107 | Dispenser, Glove, Surgical/Examination, Wall Mntd | 1 | VV | Examination three (Small Medium, Large) glove dispenser box for wall mounting. Fabricated of either cold rolled steel with a white baked enamel finish, plastic or acrylic. Hardware not included, Option 3 powder coated steel.
A5108 | Waste Disposal Unit, Sharps | 1 | VV | A container for collecting and transporting syringes and other sharps for decontamination and disposal. Available in 2 gallon and 8 gallon with locking rotor. Complies with OSHA regulations for handling sharps.
A5180 | Track, Cubicle, Surface Mounted, With Curtain | 10 | VV | Surface mounted cubicle track, with curtain. Track constructed of thick extruded aluminum. Equipped with self lubricating carriers, beaded drop chain hooks, and flame resistant curtain. To include removable end caps. Designed to be suspended around patient areas where privacy is needed. Price listed is per foot of the track, curtains to be priced per quote.
E0948 | Cart, General Storage, Mobile, 42"H x 32"W x 22"D | 1 | VV | THIS TYPICAL INCLUDES: 1 Cart Body, Style-A Narrow, w/Raised Edge Top 2 Drawers, 3" H 4 Drawers, 6" H 1 Accessory Rail, Side Drawer Organizer Bins
F0205 | Chair, Side With Arms | 1 | VV | Upholstered side chair, 32" high X 21" wide X 23" deep with arms, padded seats and padded backs. Seat height is a minimum of 17". Available with or without sled base.
F0340 | Stool, Self Adjusting | 1 | VV | Self adjusting stool. Consists of a foam padded upholstered seat with attached foot rest for added comfort. Mounted on swivel casters. Designed for doctor's use during examinations.
F2010 | Basket, Wastepaper, Step-On | 1 | VV | "Step-on" wastepaper basket with inner liner and foot petal activated flip top.
F3200 | Clock, Battery, 12" Diameter | 1 | VV | Clock, 12" diameter. Round surface, easy to read numbers with sweep second hand. Wall mounted unit for use when impractical to install a fully synchronized clock system. Battery operated, (batteries not included).
M0505 | Television, Color, Bedside | 1 | VV | Bedside color television. The small size allows the set to be mounted on a "gravity-free" support arm which permits the patient to position the TV for comfortable viewing. The television includes an earphone jack and an AM/FM radio. Database pricing includes television, support arm, support arm wall mount, remote power supply and remote power supply wall mount. Power supply electrical requirement is approximately 1 amp at 120 V per television.
M0750 | Flowmeter, Air, Connect w/50 PSI Supply | 2 | VV | Air flowmeter. Unit has a stainless steel needle valve with clear flowtube for connection to 50 PSI air outlet from central pipeline system. Requires the appropriate adapter for connection to the wall outlet and fitting to connect to tubing. Database prices reflect fittings with an attached DISS power outlet. Other outlet and adapter configurations are available.
M0755 | Flowmeter, Oxygen, Low Flow | 1 | VV | Oxygen flowmeter. Consists of a clear crystal flowtube calibrated to 3.5 or 8 LPM depending on manufacturer. For oxygen regulation in hospital settings. Database pricing includes DISS fitting and DISS power outlet and wall adapter. Other fitting and adapter configurations are available.
M0765 | Regulator, Vacuum | 1 | VV | Vacuum pressure regulator for connection to central piped vacuum system. Standard display scale is graduated at least from 0 to 200 mm Hg of vacuum. Displays on specialized regulators may cover other vacuum ranges. Regulator type (continuous, intermittent, continuous/intermittent, surgical, pediatric, thoracic, etc.) as required. To be used in delivery, neonatal, pediatrics or any area where suction is required. Database pricing reflects continuous regulators graduated to 200 mm Hg with a full line vacuum selection switch and DISS configured inlets and outlets.
M1715 | Hemodialysis Unit, Hollow Fiber or Plate | 1 | VV | Complete hemodialysis unit using either hollow fiber or plate type dialyzers. Unit is freestanding in a wheeled cabinet and include water connection, concentrate pickup pump, proportioner, conductivity monitor, dialysate heater, blood pump, heparin pump, arterial pressure monitor, venous pressure monitor, TMP monitor, air/foam detector, optical detector, blood leak detector, power failure alarm, and remote alarm contacts. Accommodates single needle, two pump procedures. Database information reflects mobile units which carry their own water purification systems. Predominately stationary units within a clinic area can operate from a central water purification system. Electrical circuit should include a ground fault interrupter. Variations of this equipment include versions for pediatric use and peritoneal dialysis (JSN M4860). Optional equipment includes blood pressure monitoring and a variety of waste handling options.
M3072 | Frame, Infectious Waste Bag w/Lid | 1 | VV | Frame for an infectious waste collection bag. Made of heavy tubular stainless steel with heavy gauge welded steel platform. Adjust to hold 18" or 25" trash bags. Mounted on ball bearing casters and includes permanently mounted hinged lid. Provides means of bagging infectious waste at point of waste generation.
M4116 | Monitor, Vital Signs | 1 | VV | Electronic sphygmomanometer. LCD displays non-invasive blood pressure, pulse rate and temperature. Used in hospitals and clinics. Includes an optional mobile stand.
M4255 | Stand, IV, Adjustable | 1 | VV | Adjustable IV stand with 4-hook arrangement. Stand has stainless steel construction with heavy weight base. It adjusts from 66 inches to 100 inches and is mounted on conductive rubber, ball bearing, swivel casters. Stand is used for administering intravenous solutions.
M4265 | Pump, Volumetric, Infusion, Single Line | 1 | VV | Volumetric infusion pump. Pump is self-regulating with automatic sensor and adjustable rate. Unit is equipped with audible and visual alarms. The battery is rated for 5 hours at 125 ml/hr minimal. Pump is used for the administration of a wide variety of therapeutic agents where precise control is required.
M4905 | Chair, Dialysis | 1 | VV | Dialysis chair. Unit consists of a welded steel frame. It has durable stain resistant vinyl upholstery and is mounted on 4 casters. It contains an IV attachment and drainage bag hook. Unit has built-in Trendelenburg positioning. Chair is designed for long term seating comfort during dialysis treatment or any other extended chair treatment.
M7040 | Table, Overbed | 1 | VV | Overbed table. Adjustable height table constructed of heavy gauge steel. Mounted on 2" diameter twin swivel casters with bumper caps. Table top is constructed with a high pressure plastic laminated surface that resists chipping, scratching, and staining. It includes a vanity tray and a mirror. Table is designed for use over bed, wheelchair or large chair.
M7845 | Monitor, Physiological, Bedside, 4 Channel | 1 | VV | 4 channel bedside physiological monitor. The unit consist of a four-channel non-fade monochrome display monitor, an alarm system and printer-recording capabilities. The monitor has color coded controls and automatic calibration. The unit displays up to four waveforms simultaneously. The parameters to be monitored are user selectable. The monitor may be connected to a central monitoring station. The unit monitors patients in most acute care areas, step-down units, procedure rooms and emergency rooms.
P3100 | Lavatory, Vitreous China, Slab Type | 1 | CC | Wall mounted, slab type, vitreous china, lavatory (approximate bowl size 7"x15"x10") with: faucet holes on 4" centers; gooseneck spout; wrist blade handles; and grid strainer. It shall be suitable for use in clinics, offices, washrooms or patient care area.
P8705 | Dialysis Box, Recessed, Single Valve | 1 | CC | A single cold water valve supply, recessed dialysis box with door. Box is constructed of stainless steel and includes the following standard equipment: cold water valve with 1/2" nom. copper female inlet, 3/4" male hose thread outlet and vacuum breaker; discharge hose bracket, waste water receptor, and removable wall flange. For use only in the ICU and other acute areas when a patient cannot be moved to the dialysis unit.
2 - SB201 - Dlsys Ctr Bed Station Patient Toilet, Bldg Sprt | 2 - SB201 - Dlsys Ctr Bed Station Patient Toilet, Bldg Sprt | 2 - SB201 - Dlsys Ctr Bed Station Patient Toilet, Bldg Sprt | 2 - SB201 - Dlsys Ctr Bed Station Patient Toilet, Bldg Sprt | 2 - SB201 - Dlsys Ctr Bed Station Patient Toilet, Bldg Sprt
JSN | NAME | QTY | ACQ/INS | DESCRIPTION
A1067 | Mirror, Float Glass, ADA Accessible | 1 | CC | A high quality 1/4" polished float glass mirror with a stainless steel frame. Frame holds mirror in a tilted position for accessibility and compliance with ADA requirements. Mirror has a galvanized steel back secured to frame with concealed screws with integral horizontal hanging brackets. Mirror shall be approximately 18" wide and 36" high. Other sizes are available.
A5075 | Dispenser, Soap, Disposable | 1 | VV | Disposable soap dispenser. One-handed dispensing operation. Designed to accommodate disposable soap cartridge and valve.
A5082 | Dispenser, Paper Towel, Sensor, Hands Free | 1 | CC | A surface mounted, sensor activated, automatic, roll paper towel dispenser. The unit dispenses a paper towel automatically only when hands are place in position below the dispenser for maximum sanitation and hygiene. May include adjustable settings for sheet length, time delay, and sensor range. Unit is battery operated or with optional AC power adapter.
A5090 | Disposal, Sanitary Napkin, SS, Surface Mounted | 1 | CC | A surface mounted, satin finish stainless steel, sanitary napkin disposal. Disposal features a flip-up cover, secured to the container by a heavy duty stainless steel piano-hinge. Disposal may be secured to wall or toilet partition. For general purpose use in female toilet stalls or rooms and uni-sex toilet rooms.
A5109 | Grab Bar, 1-1/4" Dia., SS, 2 Wall, W/C Accessible | 1 | CC | A 1-1/4" diameter, satin finish stainless steel, peened gripping surface, 2 wall toilet stall/ room, grab bar with concealed mounting flanges. Snap over flanges are provided to conceal mounting screws. A selection of mounting kits and concealed anchor devices are available from the manufacturers for different types of installations. Grab bar shall comply with barrier-free accessibility guidelines for structural strength. For typical water closet applications in toilet stalls and rooms where ADA (American's With Disabilities Act) requirements must be met.
A5145 | Hook, Garment, Double, SS, Surface Mounted | 1 | CC | A surface mounted, satin finish stainless steel, double garment hook. Equipped with a concealed mounting bracket that is secured to a concealed wall plate. For general purpose use throughout the facility to hang various items of apparel.
A5200 | Dispenser, Toilet Tissue, SS, 2-Roll, Surface Mntd | 1 | CC | A concealed surface mounted, double roll, satin finish stainless steel, toilet tissue dispenser. Unit accommodates two standard-core toilet tissue rolls through 5" in diameter. Spindles are chrome plated plastic with a heavy-duty internal spring and turn freely for non-controlled delivery. For general purpose use in restrooms.
F2010 | Basket, Wastepaper, Step-On | 1 | VV | "Step-on" wastepaper basket with inner liner and foot petal activated flip top.
P3000 | Lavatory, Vitreous China, Straight Back | 1 | CC | Wall mounted, vitreous china lavatory (approximate bowl size 7"x15"x10") with: straight-front apron, straight or contoured back; faucet holes on 4" centers; gooseneck spout; wrist blade handles; and grid strainer. It shall be suitable for use in clinics, offices, washrooms or patient care areas.
P9050 | Toilet, Wall Hung, Siphon Jet | 1 | CC | Siphon jet water closet/ toilet. This unit is wall hung with an elongated bowl, top spud flushometer, seat with open front and check hinge, and carrier. Used in restrooms throughout the health care facility.
3 - CDL03 - Isolation Negative Pressure Bed Station, Dlsys Ctr | 3 - CDL03 - Isolation Negative Pressure Bed Station, Dlsys Ctr | 3 - CDL03 - Isolation Negative Pressure Bed Station, Dlsys Ctr | 3 - CDL03 - Isolation Negative Pressure Bed Station, Dlsys Ctr | 3 - CDL03 - Isolation Negative Pressure Bed Station, Dlsys Ctr
JSN | NAME | QTY | ACQ/INS | DESCRIPTION
A1010 | Telecommunication Outlet | 1 | VV | Telecommunication outlet location.
A1107 | Rail System , Utility, Gas and Electric | 1 | CC | The headwall rail system shall consist of three horizontal rails mounted to the patient room headwall to provide utilities and patient services to support ancillary equipment to include gas and vacuum. The rail system must be capable of quickly adding or relocating medical gases services and be able to accept new equipment, provide physical support to equipment, brackets, shelves and other patient support items.
A5077 | Dispenser, Hand Sanitizer, Hands-Free | 1 | VV | A touch free wall-mounted hand sanitizer dispenser. For use throughout a healthcare facility. Unit does not include the sanitizing liquid. Units are battery operated.
A5107 | Dispenser, Glove, Surgical/Examination, Wall Mntd | 1 | VV | Examination three (Small Medium, Large) glove dispenser box for wall mounting. Fabricated of either cold rolled steel with a white baked enamel finish, plastic or acrylic. Hardware not included, Option 3 powder coated steel.
A5108 | Waste Disposal Unit, Sharps | 1 | VV | A container for collecting and transporting syringes and other sharps for decontamination and disposal. Available in 2 gallon and 8 gallon with locking rotor. Complies with OSHA regulations for handling sharps.
A5180 | Track, Cubicle, Surface Mounted, With Curtain | 10 | VV | Surface mounted cubicle track, with curtain. Track constructed of thick extruded aluminum. Equipped with self lubricating carriers, beaded drop chain hooks, and flame resistant curtain. To include removable end caps. Designed to be suspended around patient areas where privacy is needed. Price listed is per foot of the track, curtains to be priced per quote.
E0948 | Cart, General Storage, Mobile, 42"H x 32"W x 22"D | 1 | VV | THIS TYPICAL INCLUDES: 1 Cart Body, Style-A Narrow, w/Raised Edge Top 2 Drawers, 3" H 4 Drawers, 6" H 1 Accessory Rail, Side Drawer Organizer Bins
F0205 | Chair, Side With Arms | 1 | VV | Upholstered side chair, 32" high X 21" wide X 23" deep with arms, padded seats and padded backs. Seat height is a minimum of 17". Available with or without sled base.
F0340 | Stool, Self Adjusting | 1 | VV | Self adjusting stool. Consists of a foam padded upholstered seat with attached foot rest for added comfort. Mounted on swivel casters. Designed for doctor's use during examinations.
F2010 | Basket, Wastepaper, Step-On | 1 | VV | "Step-on" wastepaper basket with inner liner and foot petal activated flip top.
F3200 | Clock, Battery, 12" Diameter | 1 | VV | Clock, 12" diameter. Round surface, easy to read numbers with sweep second hand. Wall mounted unit for use when impractical to install a fully synchronized clock system. Battery operated, (batteries not included).
M0505 | Television, Color, Bedside | 1 | VV | Bedside color television. The small size allows the set to be mounted on a "gravity-free" support arm which permits the patient to position the TV for comfortable viewing. The television includes an earphone jack and an AM/FM radio. Database pricing includes television, support arm, support arm wall mount, remote power supply and remote power supply wall mount. Power supply electrical requirement is approximately 1 amp at 120 V per television.
M0750 | Flowmeter, Air, Connect w/50 PSI Supply | 2 | VV | Air flowmeter. Unit has a stainless steel needle valve with clear flowtube for connection to 50 PSI air outlet from central pipeline system. Requires the appropriate adapter for connection to the wall outlet and fitting to connect to tubing. Database prices reflect fittings with an attached DISS power outlet. Other outlet and adapter configurations are available.
M0755 | Flowmeter, Oxygen, Low Flow | 1 | VV | Oxygen flowmeter. Consists of a clear crystal flowtube calibrated to 3.5 or 8 LPM depending on manufacturer. For oxygen regulation in hospital settings. Database pricing includes DISS fitting and DISS power outlet and wall adapter. Other fitting and adapter configurations are available.
M0765 | Regulator, Vacuum | 1 | VV | Vacuum pressure regulator for connection to central piped vacuum system. Standard display scale is graduated at least from 0 to 200 mm Hg of vacuum. Displays on specialized regulators may cover other vacuum ranges. Regulator type (continuous, intermittent, continuous/intermittent, surgical, pediatric, thoracic, etc.) as required. To be used in delivery, neonatal, pediatrics or any area where suction is required. Database pricing reflects continuous regulators graduated to 200 mm Hg with a full line vacuum selection switch and DISS configured inlets and outlets.
M1715 | Hemodialysis Unit, Hollow Fiber or Plate | 1 | VV | Complete hemodialysis unit using either hollow fiber or plate type dialyzers. Unit is freestanding in a wheeled cabinet and include water connection, concentrate pickup pump, proportioner, conductivity monitor, dialysate heater, blood pump, heparin pump, arterial pressure monitor, venous pressure monitor, TMP monitor, air/foam detector, optical detector, blood leak detector, power failure alarm, and remote alarm contacts. Accommodates single needle, two pump procedures. Database information reflects mobile units which carry their own water purification systems. Predominately stationary units within a clinic area can operate from a central water purification system. Electrical circuit should include a ground fault interrupter. Variations of this equipment include versions for pediatric use and peritoneal dialysis (JSN M4860). Optional equipment includes blood pressure monitoring and a variety of waste handling options.
M3072 | Frame, Infectious Waste Bag w/Lid | 1 | VV | Frame for an infectious waste collection bag. Made of heavy tubular stainless steel with heavy gauge welded steel platform. Adjust to hold 18" or 25" trash bags. Mounted on ball bearing casters and includes permanently mounted hinged lid. Provides means of bagging infectious waste at point of waste generation.
M4116 | Monitor, Vital Signs | 1 | VV | Electronic sphygmomanometer. LCD displays non-invasive blood pressure, pulse rate and temperature. Used in hospitals and clinics. Includes an optional mobile stand.
M4255 | Stand, IV, Adjustable | 1 | VV | Adjustable IV stand with 4-hook arrangement. Stand has stainless steel construction with heavy weight base. It adjusts from 66 inches to 100 inches and is mounted on conductive rubber, ball bearing, swivel casters. Stand is used for administering intravenous solutions.
M4265 | Pump, Volumetric, Infusion, Single Line | 1 | VV | Volumetric infusion pump. Pump is self-regulating with automatic sensor and adjustable rate. Unit is equipped with audible and visual alarms. The battery is rated for 5 hours at 125 ml/hr minimal. Pump is used for the administration of a wide variety of therapeutic agents where precise control is required.
M4905 | Chair, Dialysis | 1 | VV | Dialysis chair. Unit consists of a welded steel frame. It has durable stain resistant vinyl upholstery and is mounted on 4 casters. It contains an IV attachment and drainage bag hook. Unit has built-in Trendelenburg positioning. Chair is designed for long term seating comfort during dialysis treatment or any other extended chair treatment.
M7040 | Table, Overbed | 1 | VV | Overbed table. Adjustable height table constructed of heavy gauge steel. Mounted on 2" diameter twin swivel casters with bumper caps. Table top is constructed with a high pressure plastic laminated surface that resists chipping, scratching, and staining. It includes a vanity tray and a mirror. Table is designed for use over bed, wheelchair or large chair.
M7845 | Monitor, Physiological, Bedside, 4 Channel | 1 | VV | 4 channel bedside physiological monitor. The unit consist of a four-channel non-fade monochrome display monitor, an alarm system and printer-recording capabilities. The monitor has color coded controls and automatic calibration. The unit displays up to four waveforms simultaneously. The parameters to be monitored are user selectable. The monitor may be connected to a central monitoring station. The unit monitors patients in most acute care areas, step-down units, procedure rooms and emergency rooms.
P3100 | Lavatory, Vitreous China, Slab Type | 1 | CC | Wall mounted, slab type, vitreous china, lavatory (approximate bowl size 7"x15"x10") with: faucet holes on 4" centers; gooseneck spout; wrist blade handles; and grid strainer. It shall be suitable for use in clinics, offices, washrooms or patient care area.
P8705 | Dialysis Box, Recessed, Single Valve | 1 | CC | A single cold water valve supply, recessed dialysis box with door. Box is constructed of stainless steel and includes the following standard equipment: cold water valve with 1/2" nom. copper female inlet, 3/4" male hose thread outlet and vacuum breaker; discharge hose bracket, waste water receptor, and removable wall flange. For use only in the ICU and other acute areas when a patient cannot be moved to the dialysis unit.
4 - SB201 - Dlsys Ctr Isolation Bed Station Patient Toilet, Bldg Sprt | 4 - SB201 - Dlsys Ctr Isolation Bed Station Patient Toilet, Bldg Sprt | 4 - SB201 - Dlsys Ctr Isolation Bed Station Patient Toilet, Bldg Sprt | 4 - SB201 - Dlsys Ctr Isolation Bed Station Patient Toilet, Bldg Sprt | 4 - SB201 - Dlsys Ctr Isolation Bed Station Patient Toilet, Bldg Sprt
JSN | NAME | QTY | ACQ/INS | DESCRIPTION
A1067 | Mirror, Float Glass, ADA Accessible | 1 | CC | A high quality 1/4" polished float glass mirror with a stainless steel frame. Frame holds mirror in a tilted position for accessibility and compliance with ADA requirements. Mirror has a galvanized steel back secured to frame with concealed screws with integral horizontal hanging brackets. Mirror shall be approximately 18" wide and 36" high. Other sizes are available.
A5075 | Dispenser, Soap, Disposable | 1 | VV | Disposable soap dispenser. One-handed dispensing operation. Designed to accommodate disposable soap cartridge and valve.
A5082 | Dispenser, Paper Towel, Sensor, Hands Free | 1 | CC | A surface mounted, sensor activated, automatic, roll paper towel dispenser. The unit dispenses a paper towel automatically only when hands are place in position below the dispenser for maximum sanitation and hygiene. May include adjustable settings for sheet length, time delay, and sensor range. Unit is battery operated or with optional AC power adapter.
A5090 | Disposal, Sanitary Napkin, SS, Surface Mounted | 1 | CC | A surface mounted, satin finish stainless steel, sanitary napkin disposal. Disposal features a flip-up cover, secured to the container by a heavy duty stainless steel piano-hinge. Disposal may be secured to wall or toilet partition. For general purpose use in female toilet stalls or rooms and uni-sex toilet rooms.
A5109 | Grab Bar, 1-1/4" Dia., SS, 2 Wall, W/C Accessible | 1 | CC | A 1-1/4" diameter, satin finish stainless steel, peened gripping surface, 2 wall toilet stall/ room, grab bar with concealed mounting flanges. Snap over flanges are provided to conceal mounting screws. A selection of mounting kits and concealed anchor devices are available from the manufacturers for different types of installations. Grab bar shall comply with barrier-free accessibility guidelines for structural strength. For typical water closet applications in toilet stalls and rooms where ADA (American's With Disabilities Act) requirements must be met.
A5145 | Hook, Garment, Double, SS, Surface Mounted | 1 | CC | A surface mounted, satin finish stainless steel, double garment hook. Equipped with a concealed mounting bracket that is secured to a concealed wall plate. For general purpose use throughout the facility to hang various items of apparel.
A5200 | Dispenser, Toilet Tissue, SS, 2-Roll, Surface Mntd | 1 | CC | A concealed surface mounted, double roll, satin finish stainless steel, toilet tissue dispenser. Unit accommodates two standard-core toilet tissue rolls through 5" in diameter. Spindles are chrome plated plastic with a heavy-duty internal spring and turn freely for non-controlled delivery. For general purpose use in restrooms.
F2010 | Basket, Wastepaper, Step-On | 1 | VV | "Step-on" wastepaper basket with inner liner and foot petal activated flip top.
P3000 | Lavatory, Vitreous China, Straight Back | 1 | CC | Wall mounted, vitreous china lavatory (approximate bowl size 7"x15"x10") with: straight-front apron, straight or contoured back; faucet holes on 4" centers; gooseneck spout; wrist blade handles; and grid strainer. It shall be suitable for use in clinics, offices, washrooms or patient care areas.
P9050 | Toilet, Wall Hung, Siphon Jet | 1 | CC | Siphon jet water closet/ toilet. This unit is wall hung with an elongated bowl, top spud flushometer, seat with open front and check hinge, and carrier. Used in restrooms throughout the health care facility.
6 - CDL07 - Bed Station Cubicle, Dlsys Ctr | 6 - CDL07 - Bed Station Cubicle, Dlsys Ctr | 6 - CDL07 - Bed Station Cubicle, Dlsys Ctr | 6 - CDL07 - Bed Station Cubicle, Dlsys Ctr | 6 - CDL07 - Bed Station Cubicle, Dlsys Ctr
JSN | NAME | QTY | ACQ/INS | DESCRIPTION
A1010 | Telecommunication Outlet | 1 | VV | Telecommunication outlet location.
A1107 | Rail System , Utility, Gas and Electric | 1 | CC | The headwall rail system shall consist of three horizontal rails mounted to the patient room headwall to provide utilities and patient services to support ancillary equipment to include gas and vacuum. The rail system must be capable of quickly adding or relocating medical gases services and be able to accept new equipment, provide physical support to equipment, brackets, shelves and other patient support items.
A5077 | Dispenser, Hand Sanitizer, Hands-Free | 1 | VV | A touch free wall-mounted hand sanitizer dispenser. For use throughout a healthcare facility. Unit does not include the sanitizing liquid. Units are battery operated.
A5107 | Dispenser, Glove, Surgical/Examination, Wall Mntd | 1 | VV | Examination three (Small Medium, Large) glove dispenser box for wall mounting. Fabricated of either cold rolled steel with a white baked enamel finish, plastic or acrylic. Hardware not included, Option 3 powder coated steel.
A5108 | Waste Disposal Unit, Sharps | 1 | VV | A container for collecting and transporting syringes and other sharps for decontamination and disposal. Available in 2 gallon and 8 gallon with locking rotor. Complies with OSHA regulations for handling sharps.
A5180 | Track, Cubicle, Surface Mounted, With Curtain | 10 | VV | Surface mounted cubicle track, with curtain. Track constructed of thick extruded aluminum. Equipped with self lubricating carriers, beaded drop chain hooks, and flame resistant curtain. To include removable end caps. Designed to be suspended around patient areas where privacy is needed. Price listed is per foot of the track, curtains to be priced per quote.
E0948 | Cart, General Storage, Mobile, 42"H x 32"W x 22"D | 1 | VV | THIS TYPICAL INCLUDES: 1 Cart Body, Style-A Narrow, w/Raised Edge Top 2 Drawers, 3" H 4 Drawers, 6" H 1 Accessory Rail, Side Drawer Organizer Bins
F0205 | Chair, Side With Arms | 1 | VV | Upholstered side chair, 32" high X 21" wide X 23" deep with arms, padded seats and padded backs. Seat height is a minimum of 17". Available with or without sled base.
F0340 | Stool, Self Adjusting | 1 | VV | Self adjusting stool. Consists of a foam padded upholstered seat with attached foot rest for added comfort. Mounted on swivel casters. Designed for doctor's use during examinations.
F2010 | Basket, Wastepaper, Step-On | 1 | VV | "Step-on" wastepaper basket with inner liner and foot petal activated flip top.
F3200 | Clock, Battery, 12" Diameter | 1 | VV | Clock, 12" diameter. Round surface, easy to read numbers with sweep second hand. Wall mounted unit for use when impractical to install a fully synchronized clock system. Battery operated, (batteries not included).
M0505 | Television, Color, Bedside | 1 | VV | Bedside color television. The small size allows the set to be mounted on a "gravity-free" support arm which permits the patient to position the TV for comfortable viewing. The television includes an earphone jack and an AM/FM radio. Database pricing includes television, support arm, support arm wall mount, remote power supply and remote power supply wall mount. Power supply electrical requirement is approximately 1 amp at 120 V per television.
M0750 | Flowmeter, Air, Connect w/50 PSI Supply | 2 | VV | Air flowmeter. Unit has a stainless steel needle valve with clear flowtube for connection to 50 PSI air outlet from central pipeline system. Requires the appropriate adapter for connection to the wall outlet and fitting to connect to tubing. Database prices reflect fittings with an attached DISS power outlet. Other outlet and adapter configurations are available.
M0755 | Flowmeter, Oxygen, Low Flow | 1 | VV | Oxygen flowmeter. Consists of a clear crystal flowtube calibrated to 3.5 or 8 LPM depending on manufacturer. For oxygen regulation in hospital settings. Database pricing includes DISS fitting and DISS power outlet and wall adapter. Other fitting and adapter configurations are available.
M0765 | Regulator, Vacuum | 1 | VV | Vacuum pressure regulator for connection to central piped vacuum system. Standard display scale is graduated at least from 0 to 200 mm Hg of vacuum. Displays on specialized regulators may cover other vacuum ranges. Regulator type (continuous, intermittent, continuous/intermittent, surgical, pediatric, thoracic, etc.) as required. To be used in delivery, neonatal, pediatrics or any area where suction is required. Database pricing reflects continuous regulators graduated to 200 mm Hg with a full line vacuum selection switch and DISS configured inlets and outlets.
M1715 | Hemodialysis Unit, Hollow Fiber or Plate | 1 | VV | Complete hemodialysis unit using either hollow fiber or plate type dialyzers. Unit is freestanding in a wheeled cabinet and include water connection, concentrate pickup pump, proportioner, conductivity monitor, dialysate heater, blood pump, heparin pump, arterial pressure monitor, venous pressure monitor, TMP monitor, air/foam detector, optical detector, blood leak detector, power failure alarm, and remote alarm contacts. Accommodates single needle, two pump procedures. Database information reflects mobile units which carry their own water purification systems. Predominately stationary units within a clinic area can operate from a central water purification system. Electrical circuit should include a ground fault interrupter. Variations of this equipment include versions for pediatric use and peritoneal dialysis (JSN M4860). Optional equipment includes blood pressure monitoring and a variety of waste handling options.
M3072 | Frame, Infectious Waste Bag w/Lid | 1 | VV | Frame for an infectious waste collection bag. Made of heavy tubular stainless steel with heavy gauge welded steel platform. Adjust to hold 18" or 25" trash bags. Mounted on ball bearing casters and includes permanently mounted hinged lid. Provides means of bagging infectious waste at point of waste generation.
M4116 | Monitor, Vital Signs | 1 | VV | Electronic sphygmomanometer. LCD displays non-invasive blood pressure, pulse rate and temperature. Used in hospitals and clinics. Includes an optional mobile stand.
M4255 | Stand, IV, Adjustable | 1 | VV | Adjustable IV stand with 4-hook arrangement. Stand has stainless steel construction with heavy weight base. It adjusts from 66 inches to 100 inches and is mounted on conductive rubber, ball bearing, swivel casters. Stand is used for administering intravenous solutions.
M4265 | Pump, Volumetric, Infusion, Single Line | 1 | VV | Volumetric infusion pump. Pump is self-regulating with automatic sensor and adjustable rate. Unit is equipped with audible and visual alarms. The battery is rated for 5 hours at 125 ml/hr minimal. Pump is used for the administration of a wide variety of therapeutic agents where precise control is required.
M4905 | Chair, Dialysis | 1 | VV | Dialysis chair. Unit consists of a welded steel frame. It has durable stain resistant vinyl upholstery and is mounted on 4 casters. It contains an IV attachment and drainage bag hook. Unit has built-in Trendelenburg positioning. Chair is designed for long term seating comfort during dialysis treatment or any other extended chair treatment.
M7040 | Table, Overbed | 1 | VV | Overbed table. Adjustable height table constructed of heavy gauge steel. Mounted on 2" diameter twin swivel casters with bumper caps. Table top is constructed with a high pressure plastic laminated surface that resists chipping, scratching, and staining. It includes a vanity tray and a mirror. Table is designed for use over bed, wheelchair or large chair.
M7845 | Monitor, Physiological, Bedside, 4 Channel | 1 | VV | 4 channel bedside physiological monitor. The unit consist of a four-channel non-fade monochrome display monitor, an alarm system and printer-recording capabilities. The monitor has color coded controls and automatic calibration. The unit displays up to four waveforms simultaneously. The parameters to be monitored are user selectable. The monitor may be connected to a central monitoring station. The unit monitors patients in most acute care areas, step-down units, procedure rooms and emergency rooms.
P3100 | Lavatory, Vitreous China, Slab Type | 1 | CC | Wall mounted, slab type, vitreous china, lavatory (approximate bowl size 7"x15"x10") with: faucet holes on 4" centers; gooseneck spout; wrist blade handles; and grid strainer. It shall be suitable for use in clinics, offices, washrooms or patient care area.
P8705 | Dialysis Box, Recessed, Single Valve | 1 | CC | A single cold water valve supply, recessed dialysis box with door. Box is constructed of stainless steel and includes the following standard equipment: cold water valve with 1/2" nom. copper female inlet, 3/4" male hose thread outlet and vacuum breaker; discharge hose bracket, waste water receptor, and removable wall flange. For use only in the ICU and other acute areas when a patient cannot be moved to the dialysis unit.
7 - SC152 - Dlsys Ctr Nurse Station, Clncl Sprt | 7 - SC152 - Dlsys Ctr Nurse Station, Clncl Sprt | 7 - SC152 - Dlsys Ctr Nurse Station, Clncl Sprt | 7 - SC152 - Dlsys Ctr Nurse Station, Clncl Sprt | 7 - SC152 - Dlsys Ctr Nurse Station, Clncl Sprt
JSN | NAME | QTY | ACQ/INS | DESCRIPTION
A1010 | Telecommunication Outlet | 4 | VV | Telecommunication outlet location.
A1015 | Telephone, Desk, Multiple Line | 2 | VV | Telephone, desk, multiple line.
E0418 | Nurse Station, Medium, Free Standing | 1 | VV | Nurse station typicals have non-powered steel frames with a pre-installed metal junction box for user defined electrical solutions. Data modules and low voltage cabling can be routed freely within the frame. Electrical and/or data devices are not provided with the nurse station. Panel inserts are available in fabric, painted metal, tackable, acoustical, paper management, rail, glass, open and electrical/data accessible styles. Typicals include panel inserts for both sides of the steel frame. All electrical connections must be made by an electrical contractor. THIS TYPICAL INCLUDES: 5 steel frames, 70"H x 24"W; 1 steel frame, 70"H x 48"W; 2 steel frames, 38"W x 48"W; 4 steel frames, 38"H x 24"W; 1 steel frame w/low access, 38"H x 48"W; 2 frame connectors, 3-way corner, 70"H; 1 frame connector, 2-way corner, 38"H; 2 frame connectors, 135 degree, 2-way, 38"H; 9 finished end hardware; 6 frame-to-frame connectors; 3 cantilevered work surface, 48"W; 2 cantilevered, work surface, 72"W; 1 cantilevered low access work surface, 135 degree, 48"W; 2 pedestal box/box/files; 2 panel inserts, painted metal, 8"H x 24"W; 50 panel inserts, painted metal, 16"H x 24"W; 10 panel inserts, painted metal, 16"H x 48"W; 2 panel inserts, painted metal, 20"H x 48"W : 2 panel inserts, tackable, 16"H x 24"W; 2 panel inserts, paper mgmt., 8"H x 48"W; 1 countertop w/light support assembly, 16"D x 14'-0"L; 18 paper tray, 10"W; 2 chart shelf, pass-thru, 24"W; 2 chart shelf, pass-thru, 48"W.
F0280 | Chair, Swivel, Low Back | 4 | VV | Low back contemporary swivel chair, 37" high X 25" wide X 31" deep with a five (5) caster swivel base, arms and foam padded seat and back upholstered with either woven textile fabric or vinyl.
F2000 | Basket, Wastepaper, Fire Resistant | 2 | VV | Wastepaper basket, fire resistant, approximately 40 quart capacity. This unit is used to collect and temporarily store small quantities of paper refuse in patient rooms, administrative areas and nursing stations. Size and shape varies depending on the application and manufacturer selected.
F3050 | Whiteboard, Dry Erase | 1 | VV | Whiteboard unit, approximately 36" H x 48" W consisting of a white porcelain enamel writing surface with an attached chalk tray. Magnetic surface available. Image can be easily removed with a standard chalkboard eraser. For use with water color pens. Unit is ready to hang.
F3200 | Clock, Battery, 12" Diameter | 1 | VV | Clock, 12" diameter. Round surface, easy to read numbers with sweep second hand. Wall mounted unit for use when impractical to install a fully synchronized clock system. Battery operated, (batteries not included).
M1605 | Holder, Chart, 20 Each | 1 | VV | Clinical chart holder cart. 20 chart capacity. 2 side-by-side tiers. May be ordered in various chart capacities. Constructed of heavy metal frames with vinyl laminated surfaces or painted panels. 3" casters with locks. Used to hold patient spring loaded charts.
M1801 | Computer, Microprocessing, w/Flat Panel Monitor | 4 | VV | Desk top microprocessing computer. The unit shall consist of a central processing mini tower, flat panel monitor, keyboard, mouse and speakers. The system shall have the following minimum characteristics: a 2.8 GHz Pentium processor; 512 MB memory; 80GB hard drive; 32/48x CD-ROMDVD combo; 1.44MB network interface card; video 32 MB NVIDIA; a 18 inch flat panel monitor. The computer is used throughout the facility to input, manipulate and retrieve information.
M1820 | Imprinter, Data Record, Electric | 1 | VV | Electric data record imprinter. The device accepts embossed plastic patient cards in either the 50 column or the 80 column format and adjusts automatically for card size and form thickness. Device will provide clear readable impressions with a cycle that is less than 1 second in length. Electro-mechanical design provides for a consistent impression that is independent of operator knowledge or technique. Unit may include a date/time stamp as an accessory.
M1840 | Printer/Copier/Fax Combination | 1 | VV | Multifunctional printer, fax, scanner and copier (PFC) all-in-one machine.
M1855 | Facsimile Machine | 1 | VV | Plain paper facsimile unit used to transmit printed matter or images over standard telephone lines. The unit operates at a modem speed of 33.6 Kbps and automatically recognizes and communicates with a variety of standard facsimile machines. Commonly referred to as "fax" unit.
8 - CDL11 - Exam Room, Dlsys Ctr | 8 - CDL11 - Exam Room, Dlsys Ctr | 8 - CDL11 - Exam Room, Dlsys Ctr | 8 - CDL11 - Exam Room, Dlsys Ctr | 8 - CDL11 - Exam Room, Dlsys Ctr
JSN | NAME | QTY | ACQ/INS | DESCRIPTION
A1010 | Telecommunication Outlet | 2 | VV | Telecommunication outlet location.
A1012 | Telephone, Wall Mounted, 1 Line | 1 | VV | Telephone, wall mounted, 1 line.
A1066 | Mirror, Float Glass, With SS Frame | 1 | CC | A high quality 1/4" polished float glass mirror 36X18, framed in a one-piece, bright polished, stainless steel channel frame with 90° mitered corners. All edges of the mirror are protected by absorbing filler strips. Mirror has a galvanized steel back with integral horizontal hanging brackets and wall hanger for concealed mounting. For mounting above single wall mounted lavatories located in toilet areas, Doctors examination offices, etc. May also be used above double lavatories, either wall or countertop mounted, found in restroom areas.
A1132 | Rail, Accessory Mounting, Length As Required | 2 | VC | Horizontal equipment mounting rail with lock mounting devices capable of; supporting up to 75 pounds each, being repositioned, and mounting and dismounting of equipment without the use of tools (special tools may be required to unlock adapter that was previously locked to the rail). The rail must be capable of supporting medical equipment and accessories normally found in exam or patient rooms. The rail system must be capable of mounting and dismounting equipment without leaving or creating new holes in the finished surface of the wall. The rail system utilizes a series of mounting plates and adapters specific to the device being mounted to the rail. The plate and adapter rail mounting kit must be specified to match the equipment being mounted to the equipment rail.
A5075 | Dispenser, Soap, Disposable | 1 | VV | Disposable soap dispenser. One-handed dispensing operation. Designed to accommodate disposable soap cartridge and valve.
A5080 | Dispenser, Paper Towel, SS, Surface Mounted | 1 | CC | A surface mounted, satin finish stainless steel, single-fold, paper towel dispenser. Dispenser features: tumbler lock; front hinged at bottom; and refill indicator slot. Minimum capacity 400 single-fold paper towels. For general purpose use throughout the facility.
A5106 | Waste Disposal Unit, Sharps w/Glove Dispenser | 1 | VV | The unit is designed for the disposal of sharps and complies with OSHA guidelines for the handling of sharps. It shall house a 5 quart container and be capable of being mounted on a wall. It shall have a glove dispenser attached. The unit shall be secured by a locked enclosure.
A5145 | Hook, Garment, Double, SS, Surface Mounted | 2 | CC | A surface mounted, satin finish stainless steel, double garment hook. Equipped with a concealed mounting bracket that is secured to a concealed wall plate. For general purpose use throughout the facility to hang various items of apparel.
A5180 | Track, Cubicle, Surface Mounted, With Curtain | 10 | VV | Surface mounted cubicle track, with curtain. Track constructed of thick extruded aluminum. Equipped with self lubricating carriers, beaded drop chain hooks, and flame resistant curtain. To include removable end caps. Designed to be suspended around patient areas where privacy is needed. Price listed is per foot of the track, curtains to be priced per quote.
A6046 | Artwork, Decorative, With Frame | 1 | VV | This JSN is to be used for determining and defining location of decorative artwork.
E0948 | Cart, General Storage, Mobile, 42"H x 32"W x 22"D | 1 | VV | THIS TYPICAL INCLUDES: 1 Cart Body, Style-A Narrow, w/Raised Edge Top 2 Drawers, 3" H 4 Drawers, 6" H 1 Accessory Rail, Side Drawer Organizer Bins
F0210 | Chair, Side, Without Arms | 1 | VV | Upholstered side chair approximately 32" high X 19" wide X 23" deep with floor glides. Seat is non-tilting and without arms.
F0340 | Stool, Self Adjusting | 1 | VV | Self adjusting stool. Consists of a foam padded upholstered seat with attached foot rest for added comfort. Mounted on swivel casters. Designed for doctor's use during examinations.
F2000 | Basket, Wastepaper, Fire Resistant | 1 | VV | Wastepaper basket, fire resistant, approximately 40 quart capacity. This unit is used to collect and temporarily store small quantities of paper refuse in patient rooms, administrative areas and nursing stations. Size and shape varies depending on the application and manufacturer selected.
F3200 | Clock, Battery, 12" Diameter | 1 | VV | Clock, 12" diameter. Round surface, easy to read numbers with sweep second hand. Wall mounted unit for use when impractical to install a fully synchronized clock system. Battery operated, (batteries not included).
M1620 | Holder, Chart, Patient, Wall or Door Mounted | 1 | VV | Wall or door mounted patient chart holder. Constructed of durable plastic or metal. Used for holding patient records. Size as required.
M1801 | Computer, Microprocessing, w/Flat Panel Monitor | 1 | VV | Desk top microprocessing computer. The unit shall consist of a central processing mini tower, flat panel monitor, keyboard, mouse and speakers. The system shall have the following minimum characteristics: a 2.8 GHz Pentium processor; 512 MB memory; 80GB hard drive; 32/48x CD-ROMDVD combo; 1.44MB network interface card; video 32 MB NVIDIA; a 18 inch flat panel monitor. The computer is used throughout the facility to input, manipulate and retrieve information.
M1802 | Work Station, Computer, Retractable, Wall Mounted | 1 | VV | A wall mounted retractable work station. Work station is used as a computer station in treatment rooms, exam rooms and areas where physical space in limited.
M3072 | Frame, Infectious Waste Bag w/Lid | 1 | VV | Frame for an infectious waste collection bag. Made of heavy tubular stainless steel with heavy gauge welded steel platform. Adjust to hold 18" or 25" trash bags. Mounted on ball bearing casters and includes permanently mounted hinged lid. Provides means of bagging infectious waste at point of waste generation.
M4100 | Sphygmomanometer, Aneroid, Wall Mounted | 1 | VV | Aneroid sphygmomanometer. Unit is wall mounted and has large graphic dial display for easy reading from all angles. It has a 90 degree (angle) swivel and 10 degree (angle) forward tilt to reduce glare. Unit accuracy is within 1% of reading. Sturdy impact-resistant construction.
M4200 | Otoscope/Ophthalmoscope, Wall Mounted | 1 | VV | Wall mounted otoscope and ophthalmoscope. Includes 6 foot line cord and plug and accepts and includes two handles. Contains head turn-on/turn-off, built-in speculum tray and 8 foot coiled cords. Unit is designed for use in patient exam rooms.
M7401 | Light, Exam, Mobile, Spotlight, Mobile Stand | 1 | VV | The exam light shall be a mobile floor unit. The light will be a halogen bulb or LED that can produce a continuous and homogeneous spot of light adjustable from 5 to 9 inches in diameter from a set distance. The light intensity shall be a minimum of 750 foot-candles at a distance of 16 inches and have a color temperature of 3,200 degrees Kelvin. The unit will consist of an arm or sleeve of approximately 45 inches in length to allow for easy arm rotation and arm movement up and down. The unit shall be mounted on a caster base for easy movement.,
M9025 | Table, Examination/Treatment, With Cabinet | 1 | VV | Table, examination/treatment with cabinet. Cabinet type exam table with three section upholstered top adjustable to a full chair position. Concealed heel stirrups, dual outlets, drawers, and storage space with optional armboard. Unit is designed for general use in examination/treatment rooms.
P3100 | Lavatory, Vitreous China, Slab Type | 1 | CC | Wall mounted, slab type, vitreous china, lavatory (approximate bowl size 7"x15"x10") with: faucet holes on 4" centers; gooseneck spout; wrist blade handles; and grid strainer. It shall be suitable for use in clinics, offices, washrooms or patient care area.
9 - CDL13 - Renal Transplant Follow-up Exam Room, Dlsys Ctr | 9 - CDL13 - Renal Transplant Follow-up Exam Room, Dlsys Ctr | 9 - CDL13 - Renal Transplant Follow-up Exam Room, Dlsys Ctr | 9 - CDL13 - Renal Transplant Follow-up Exam Room, Dlsys Ctr | 9 - CDL13 - Renal Transplant Follow-up Exam Room, Dlsys Ctr
JSN | NAME | QTY | ACQ/INS | DESCRIPTION
A1010 | Telecommunication Outlet | 2 | VV | Telecommunication outlet location.
A1012 | Telephone, Wall Mounted, 1 Line | 1 | VV | Telephone, wall mounted, 1 line.
A1066 | Mirror, Float Glass, With SS Frame | 1 | CC | A high quality 1/4" polished float glass mirror 36X18, framed in a one-piece, bright polished, stainless steel channel frame with 90° mitered corners. All edges of the mirror are protected by absorbing filler strips. Mirror has a galvanized steel back with integral horizontal hanging brackets and wall hanger for concealed mounting. For mounting above single wall mounted lavatories located in toilet areas, Doctors examination offices, etc. May also be used above double lavatories, either wall or countertop mounted, found in restroom areas.
A1132 | Rail, Accessory Mounting, Length As Required | 2 | VC | Horizontal equipment mounting rail with lock mounting devices capable of; supporting up to 75 pounds each, being repositioned, and mounting and dismounting of equipment without the use of tools (special tools may be required to unlock adapter that was previously locked to the rail). The rail must be capable of supporting medical equipment and accessories normally found in exam or patient rooms. The rail system must be capable of mounting and dismounting equipment without leaving or creating new holes in the finished surface of the wall. The rail system utilizes a series of mounting plates and adapters specific to the device being mounted to the rail. The plate and adapter rail mounting kit must be specified to match the equipment being mounted to the equipment rail.
A5075 | Dispenser, Soap, Disposable | 1 | VV | Disposable soap dispenser. One-handed dispensing operation. Designed to accommodate disposable soap cartridge and valve.
A5080 | Dispenser, Paper Towel, SS, Surface Mounted | 1 | CC | A surface mounted, satin finish stainless steel, single-fold, paper towel dispenser. Dispenser features: tumbler lock; front hinged at bottom; and refill indicator slot. Minimum capacity 400 single-fold paper towels. For general purpose use throughout the facility.
A5106 | Waste Disposal Unit, Sharps w/Glove Dispenser | 1 | VV | The unit is designed for the disposal of sharps and complies with OSHA guidelines for the handling of sharps. It shall house a 5 quart container and be capable of being mounted on a wall. It shall have a glove dispenser attached. The unit shall be secured by a locked enclosure.
A5145 | Hook, Garment, Double, SS, Surface Mounted | 2 | CC | A surface mounted, satin finish stainless steel, double garment hook. Equipped with a concealed mounting bracket that is secured to a concealed wall plate. For general purpose use throughout the facility to hang various items of apparel.
A5180 | Track, Cubicle, Surface Mounted, With Curtain | 10 | VV | Surface mounted cubicle track, with curtain. Track constructed of thick extruded aluminum. Equipped with self lubricating carriers, beaded drop chain hooks, and flame resistant curtain. To include removable end caps. Designed to be suspended around patient areas where privacy is needed. Price listed is per foot of the track, curtains to be priced per quote.
A6046 | Artwork, Decorative, With Frame | 1 | VV | This JSN is to be used for determining and defining location of decorative artwork.
E0948 | Cart, General Storage, Mobile, 42"H x 32"W x 22"D | 1 | VV | THIS TYPICAL INCLUDES: 1 Cart Body, Style-A Narrow, w/Raised Edge Top 2 Drawers, 3" H 4 Drawers, 6" H 1 Accessory Rail, Side Drawer Organizer Bins
F0210 | Chair, Side, Without Arms | 1 | VV | Upholstered side chair approximately 32" high X 19" wide X 23" deep with floor glides. Seat is non-tilting and without arms.
F0340 | Stool, Self Adjusting | 1 | VV | Self adjusting stool. Consists of a foam padded upholstered seat with attached foot rest for added comfort. Mounted on swivel casters. Designed for doctor's use during examinations.
F2000 | Basket, Wastepaper, Fire Resistant | 1 | VV | Wastepaper basket, fire resistant, approximately 40 quart capacity. This unit is used to collect and temporarily store small quantities of paper refuse in patient rooms, administrative areas and nursing stations. Size and shape varies depending on the application and manufacturer selected.
F3200 | Clock, Battery, 12" Diameter | 1 | VV | Clock, 12" diameter. Round surface, easy to read numbers with sweep second hand. Wall mounted unit for use when impractical to install a fully synchronized clock system. Battery operated, (batteries not included).
M1620 | Holder, Chart, Patient, Wall or Door Mounted | 1 | VV | Wall or door mounted patient chart holder. Constructed of durable plastic or metal. Used for holding patient records. Size as required.
M1801 | Computer, Microprocessing, w/Flat Panel Monitor | 1 | VV | Desk top microprocessing computer. The unit shall consist of a central processing mini tower, flat panel monitor, keyboard, mouse and speakers. The system shall have the following minimum characteristics: a 2.8 GHz Pentium processor; 512 MB memory; 80GB hard drive; 32/48x CD-ROMDVD combo; 1.44MB network interface card; video 32 MB NVIDIA; a 18 inch flat panel monitor. The computer is used throughout the facility to input, manipulate and retrieve information.
M1802 | Work Station, Computer, Retractable, Wall Mounted | 1 | VV | A wall mounted retractable work station. Work station is used as a computer station in treatment rooms, exam rooms and areas where physical space in limited.
M3072 | Frame, Infectious Waste Bag w/Lid | 1 | VV | Frame for an infectious waste collection bag. Made of heavy tubular stainless steel with heavy gauge welded steel platform. Adjust to hold 18" or 25" trash bags. Mounted on ball bearing casters and includes permanently mounted hinged lid. Provides means of bagging infectious waste at point of waste generation.
M4100 | Sphygmomanometer, Aneroid, Wall Mounted | 1 | VV | Aneroid sphygmomanometer. Unit is wall mounted and has large graphic dial display for easy reading from all angles. It has a 90 degree (angle) swivel and 10 degree (angle) forward tilt to reduce glare. Unit accuracy is within 1% of reading. Sturdy impact-resistant construction.
M4200 | Otoscope/Ophthalmoscope, Wall Mounted | 1 | VV | Wall mounted otoscope and ophthalmoscope. Includes 6 foot line cord and plug and accepts and includes two handles. Contains head turn-on/turn-off, built-in speculum tray and 8 foot coiled cords. Unit is designed for use in patient exam rooms.
M7401 | Light, Exam, Mobile, Spotlight, Mobile Stand | 1 | VV | The exam light shall be a mobile floor unit. The light will be a halogen bulb or LED that can produce a continuous and homogeneous spot of light adjustable from 5 to 9 inches in diameter from a set distance. The light intensity shall be a minimum of 750 foot-candles at a distance of 16 inches and have a color temperature of 3,200 degrees Kelvin. The unit will consist of an arm or sleeve of approximately 45 inches in length to allow for easy arm rotation and arm movement up and down. The unit shall be mounted on a caster base for easy movement.,
M9025 | Table, Examination/Treatment, With Cabinet | 1 | VV | Table, examination/treatment with cabinet. Cabinet type exam table with three section upholstered top adjustable to a full chair position. Concealed heel stirrups, dual outlets, drawers, and storage space with optional armboard. Unit is designed for general use in examination/treatment rooms.
P3100 | Lavatory, Vitreous China, Slab Type | 1 | CC | Wall mounted, slab type, vitreous china, lavatory (approximate bowl size 7"x15"x10") with: faucet holes on 4" centers; gooseneck spout; wrist blade handles; and grid strainer. It shall be suitable for use in clinics, offices, washrooms or patient care area.
10 - SC271 - Dlsys Ctr Consult Room, Clncl Sprt | 10 - SC271 - Dlsys Ctr Consult Room, Clncl Sprt | 10 - SC271 - Dlsys Ctr Consult Room, Clncl Sprt | 10 - SC271 - Dlsys Ctr Consult Room, Clncl Sprt | 10 - SC271 - Dlsys Ctr Consult Room, Clncl Sprt
JSN | NAME | QTY | ACQ/INS | DESCRIPTION
A1010 | Telecommunication Outlet | 2 | VV | Telecommunication outlet location.
A1012 | Telephone, Wall Mounted, 1 Line | 1 | VV | Telephone, wall mounted, 1 line.
A5145 | Hook, Garment, Double, SS, Surface Mounted | 1 | CC | A surface mounted, satin finish stainless steel, double garment hook. Equipped with a concealed mounting bracket that is secured to a concealed wall plate. For general purpose use throughout the facility to hang various items of apparel.
F0115 | Bookcase, Open, 5 Shelf | 1 | VV | Freestanding open shelf bookcase, approximately 82" high X 37" wide X 18" deep with 5 (five) adjustable shelves. Unit can be separate or part of a system with available add-on shelving.
F0205 | Chair, Side With Arms | 3 | VV | Upholstered side chair, 32" high X 21" wide X 23" deep with arms, padded seats and padded backs. Seat height is a minimum of 17". Available with or without sled base.
F0750 | Table, Office, (size as required) | 1 | VV | Office table, sized as required. May be used as either a four (4) to six (6) person conference table or as an extra work surface area.
F2000 | Basket, Wastepaper, Fire Resistant | 1 | VV | Wastepaper basket, fire resistant, approximately 40 quart capacity. This unit is used to collect and temporarily store small quantities of paper refuse in patient rooms, administrative areas and nursing stations. Size and shape varies depending on the application and manufacturer selected.
F3200 | Clock, Battery, 12" Diameter | 1 | VV | Clock, 12" diameter. Round surface, easy to read numbers with sweep second hand. Wall mounted unit for use when impractical to install a fully synchronized clock system. Battery operated, (batteries not included).
M0506 | Television, Flat Screen | 1 | VV | Flat screen television with approximately 32'" to 40' diagonal screen size. The TV will have built-in speakers, NTSC tuner, a 16:9 wide screen aspect ratio, a minimum of 1280 x 768 resolution and a remote control.
M1802 | Work Station, Computer, Retractable, Wall Mounted | 1 | VV | A wall mounted retractable work station. Work station is used as a computer station in treatment rooms, exam rooms and areas where physical space in limited.
11 - SS111 - Dlsys Ctr Staff Training Room, Educ Svc | 11 - SS111 - Dlsys Ctr Staff Training Room, Educ Svc | 11 - SS111 - Dlsys Ctr Staff Training Room, Educ Svc | 11 - SS111 - Dlsys Ctr Staff Training Room, Educ Svc | 11 - SS111 - Dlsys Ctr Staff Training Room, Educ Svc
JSN | NAME | QTY | ACQ/INS | DESCRIPTION
A1010 | Telecommunication Outlet | 3 | VV | Telecommunication outlet location.
F0115 | Bookcase, Open, 5 Shelf | 1 | VV | Freestanding open shelf bookcase, approximately 82" high X 37" wide X 18" deep with 5 (five) adjustable shelves. Unit can be separate or part of a system with available add-on shelving.
F0300 | Chair, Task, Swivel, With Arms | 6 | VV | Task chair, approximately 34" H X 26" W X 22" D with adjustable arms and a five caster adjustable swivel base. Seat and back are foam padded and upholstered in woven fabric or vinyl.
F0780 | Table, Work, 60W x 30D | 6 | VV | Work table approximately 29" high X 60" wide X 30" deep with top and four (4) non-folding legs.
F2000 | Basket, Wastepaper, Fire Resistant | 1 | VV | Wastepaper basket, fire resistant, approximately 40 quart capacity. This unit is used to collect and temporarily store small quantities of paper refuse in patient rooms, administrative areas and nursing stations. Size and shape varies depending on the application and manufacturer selected.
F3200 | Clock, Battery, 12" Diameter | 1 | VV | Clock, 12" diameter. Round surface, easy to read numbers with sweep second hand. Wall mounted unit for use when impractical to install a fully synchronized clock system. Battery operated, (batteries not included).
M1801 | Computer, Microprocessing, w/Flat Panel Monitor | 6 | VV | Desk top microprocessing computer. The unit shall consist of a central processing mini tower, flat panel monitor, keyboard, mouse and speakers. The system shall have the following minimum characteristics: a 2.8 GHz Pentium processor; 512 MB memory; 80GB hard drive; 32/48x CD-ROMDVD combo; 1.44MB network interface card; video 32 MB NVIDIA; a 18 inch flat panel monitor. The computer is used throughout the facility to input, manipulate and retrieve information.
12 - SB201 - Dlsys Ctr Patient Toilet, Bldg Sprt | 12 - SB201 - Dlsys Ctr Patient Toilet, Bldg Sprt | 12 - SB201 - Dlsys Ctr Patient Toilet, Bldg Sprt | 12 - SB201 - Dlsys Ctr Patient Toilet, Bldg Sprt | 12 - SB201 - Dlsys Ctr Patient Toilet, Bldg Sprt
JSN | NAME | QTY | ACQ/INS | DESCRIPTION
A1067 | Mirror, Float Glass, ADA Accessible | 1 | CC | A high quality 1/4" polished float glass mirror with a stainless steel frame. Frame holds mirror in a tilted position for accessibility and compliance with ADA requirements. Mirror has a galvanized steel back secured to frame with concealed screws with integral horizontal hanging brackets. Mirror shall be approximately 18" wide and 36" high. Other sizes are available.
A5075 | Dispenser, Soap, Disposable | 1 | VV | Disposable soap dispenser. One-handed dispensing operation. Designed to accommodate disposable soap cartridge and valve.
A5082 | Dispenser, Paper Towel, Sensor, Hands Free | 1 | CC | A surface mounted, sensor activated, automatic, roll paper towel dispenser. The unit dispenses a paper towel automatically only when hands are place in position below the dispenser for maximum sanitation and hygiene. May include adjustable settings for sheet length, time delay, and sensor range. Unit is battery operated or with optional AC power adapter.
A5090 | Disposal, Sanitary Napkin, SS, Surface Mounted | 1 | CC | A surface mounted, satin finish stainless steel, sanitary napkin disposal. Disposal features a flip-up cover, secured to the container by a heavy duty stainless steel piano-hinge. Disposal may be secured to wall or toilet partition. For general purpose use in female toilet stalls or rooms and uni-sex toilet rooms.
A5109 | Grab Bar, 1-1/4" Dia., SS, 2 Wall, W/C Accessible | 1 | CC | A 1-1/4" diameter, satin finish stainless steel, peened gripping surface, 2 wall toilet stall/ room, grab bar with concealed mounting flanges. Snap over flanges are provided to conceal mounting screws. A selection of mounting kits and concealed anchor devices are available from the manufacturers for different types of installations. Grab bar shall comply with barrier-free accessibility guidelines for structural strength. For typical water closet applications in toilet stalls and rooms where ADA (American's With Disabilities Act) requirements must be met.
A5145 | Hook, Garment, Double, SS, Surface Mounted | 1 | CC | A surface mounted, satin finish stainless steel, double garment hook. Equipped with a concealed mounting bracket that is secured to a concealed wall plate. For general purpose use throughout the facility to hang various items of apparel.
A5200 | Dispenser, Toilet Tissue, SS, 2-Roll, Surface Mntd | 1 | CC | A concealed surface mounted, double roll, satin finish stainless steel, toilet tissue dispenser. Unit accommodates two standard-core toilet tissue rolls through 5" in diameter. Spindles are chrome plated plastic with a heavy-duty internal spring and turn freely for non-controlled delivery. For general purpose use in restrooms.
F2010 | Basket, Wastepaper, Step-On | 1 | VV | "Step-on" wastepaper basket with inner liner and foot petal activated flip top.
P3000 | Lavatory, Vitreous China, Straight Back | 1 | CC | Wall mounted, vitreous china lavatory (approximate bowl size 7"x15"x10") with: straight-front apron, straight or contoured back; faucet holes on 4" centers; gooseneck spout; wrist blade handles; and grid strainer. It shall be suitable for use in clinics, offices, washrooms or patient care areas.
P9050 | Toilet, Wall Hung, Siphon Jet | 1 | CC | Siphon jet water closet/ toilet. This unit is wall hung with an elongated bowl, top spud flushometer, seat with open front and check hinge, and carrier. Used in restrooms throughout the health care facility.
13 - SB208 - Dlsys Ctr Patient Locker Room, Bldg Sprt | 13 - SB208 - Dlsys Ctr Patient Locker Room, Bldg Sprt | 13 - SB208 - Dlsys Ctr Patient Locker Room, Bldg Sprt | 13 - SB208 - Dlsys Ctr Patient Locker Room, Bldg Sprt | 13 - SB208 - Dlsys Ctr Patient Locker Room, Bldg Sprt
JSN | NAME | QTY | ACQ/INS | DESCRIPTION
A1030 | Locker, 2 Person, Over/Under | 12 | VV | Two person locker, double tier, 72Hx12Wx18D. This unit includes hooks for coats and hats. Door equipped with safety guard handles. Designed for storage of coats, hats, and other personal belongings. Other width and depths are available.
A1080 | Mirror, Posture, Wall Mounted | 2 | CC | Wall mounted posture mirror. Consists of a 1/4" plate glass in a sturdy corrosion resistant frame with water proof back. For educational and therapy programs.
A5020 | Bench, Locker Room, Floor Mounted | 2 | CC | Locker room bench. Floor mounting -1-1/4" thick. Benches are sanded smooth with two coats of moisture-resistant sealer to ensure a protective, satin gloss surface, and mounted on strong steel pedestal anchored to the floor. Over all height of 18" includes pedestal. Size as required.
F2000 | Basket, Wastepaper, Fire Resistant | 2 | VV | Wastepaper basket, fire resistant, approximately 40 quart capacity. This unit is used to collect and temporarily store small quantities of paper refuse in patient rooms, administrative areas and nursing stations. Size and shape varies depending on the application and manufacturer selected.
F3200 | Clock, Battery, 12" Diameter | 1 | VV | Clock, 12" diameter. Round surface, easy to read numbers with sweep second hand. Wall mounted unit for use when impractical to install a fully synchronized clock system. Battery operated, (batteries not included).
3 - SUPPORT AREA | 3 - SUPPORT AREA | 3 - SUPPORT AREA | 3 - SUPPORT AREA | 3 - SUPPORT AREA
1 - SB743 - Dlsys Ctr Soiled Utility Room, Lgstcs Svc | 1 - SB743 - Dlsys Ctr Soiled Utility Room, Lgstcs Svc | 1 - SB743 - Dlsys Ctr Soiled Utility Room, Lgstcs Svc | 1 - SB743 - Dlsys Ctr Soiled Utility Room, Lgstcs Svc | 1 - SB743 - Dlsys Ctr Soiled Utility Room, Lgstcs Svc
JSN | NAME | QTY | ACQ/INS | DESCRIPTION
A1012 | Telephone, Wall Mounted, 1 Line | 1 | VV | Telephone, wall mounted, 1 line.
A5075 | Dispenser, Soap, Disposable | 1 | VV | Disposable soap dispenser. One-handed dispensing operation. Designed to accommodate disposable soap cartridge and valve.
A5077 | Dispenser, Hand Sanitizer, Hands-Free | 1 | VV | A touch free wall-mounted hand sanitizer dispenser. For use throughout a healthcare facility. Unit does not include the sanitizing liquid. Units are battery operated.
A5080 | Dispenser, Paper Towel, SS, Surface Mounted | 1 | CC | A surface mounted, satin finish stainless steel, single-fold, paper towel dispenser. Dispenser features: tumbler lock; front hinged at bottom; and refill indicator slot. Minimum capacity 400 single-fold paper towels. For general purpose use throughout the facility.
A5106 | Waste Disposal Unit, Sharps w/Glove Dispenser | 1 | VV | The unit is designed for the disposal of sharps and complies with OSHA guidelines for the handling of sharps. It shall house a 5 quart container and be capable of being mounted on a wall. It shall have a glove dispenser attached. The unit shall be secured by a locked enclosure.
C04F0 | Cabinet, U/C/B, 1 Shelf, 2 Half DR, 2 DO, 36x36x22 | 1 | CC | Standing height under counter base cabinet with an adjustable shelf and two half width drawers above solid hinged doors. Also referred to as a combination cabinet or a drawer and cupboard cabinet. For general purpose use throughout the facility.
C05P0 | Cabinet, Sink, U/C/B, 2 Door, 36x48x22 | 1 | CC | Standing height under counter base sink cabinet with solid hinged doors. Also referred to as a double-door sink cabinet. For general purpose use throughout the facility where a sink is to be used. Coordinate actual clear cabinet dimension with the actual outside dimension of sink that is specified to ensure that they are compatible.
CS200 | Sink, SS, Single Compartment, 12x28x16 ID | 1 | CC | Single compartment stainless steel sink, drop-in, self-rimming, ledge-type, connected with a drain and provided with a mixing faucet. It shall also be provided with pre-punched fixture holes on 4" center, integral back ledge to accommodate deck-mounted fixtures, brushed/polished interior and top surfaces, and sound deadened. Recommended for use in suspended or U/C/B sink cabinets having a high plastic laminate or Chemsurf laminate countertop/work surface. Coordinate actual outside sink dimensions with the actual clear dimension of cabinet specified to ensure that they are compatible. For general purpose use throughout the facility.
CT050 | Countertop, Stainless Steel | 1 | CC | Stainless steel countertop (composition of heavy-gauge Type No. 304 stainless steel) having a smooth satin finish and integral 4" backsplash/curb. Also referred to as a corrosion-resistant steel work surface or work top. Available in various depths. Used in areas where excellent ease of cleaning, abrasion resistance, bacteria resistance, impact resistance, load capacity and moisture resistance, are of concern. Pricing based upon a 24" depth.
F2020 | Can, Trash, 44 Gallon | 1 | VV | Forty four (44) gallon trash can, 32" high X 24" diameter, with lid. Used to collect and transport refuse from a point of origin to point of disposal (example: from soiled utility or a nursing unit to the trash compactor at housekeeping).
P2000 | Eyewash, Wall Mounted, Hands-Free | 1 | CC | Wall mounted emergency eye wash station. The flow of water from the unit is activated by hand. Upon initiation of water flow the unit will operate hands free to provide streams of water to clear foreign particles or dilute caustic liquids from the eyes in emergency situations. Used in laboratories and areas of the hospital where employees are subject to foreign bodies or liquid material to the eyes.
P2450 | Valve, Mixing, Thermostatic | 1 | CC | Thermostatic mixing valve with washout hose. Used with portable whirlpool equipment. Thermostatic valve is used to maintain temperature between 70 and 110 degree Fahrenheit, with a flow rate of 20 gallons a minute. The washout hose assembly is used to wash out tanks after treatment. Used in physical therapy department to provide comfortable water temperature for patient treatments.
P3100 | Lavatory, Vitreous China, Slab Type | 1 | CC | Wall mounted, slab type, vitreous china, lavatory (approximate bowl size 7"x15"x10") with: faucet holes on 4" centers; gooseneck spout; wrist blade handles; and grid strainer. It shall be suitable for use in clinics, offices, washrooms or patient care area.
2 - SB737 - Dlsys Ctr Clean Utility Room, Lgstcs Svc | 2 - SB737 - Dlsys Ctr Clean Utility Room, Lgstcs Svc | 2 - SB737 - Dlsys Ctr Clean Utility Room, Lgstcs Svc | 2 - SB737 - Dlsys Ctr Clean Utility Room, Lgstcs Svc | 2 - SB737 - Dlsys Ctr Clean Utility Room, Lgstcs Svc
JSN | NAME | QTY | ACQ/INS | DESCRIPTION
E0906 | Locker, Supply, General, Wall Mtd, 23"W x 20"D | 1 | VV | THIS TYPICAL INCLUDES: 1 Wall Mounted Rail 1 Locked Storage Container 2 Tray/Shelves 1 Drawer, 3"H 3 Drawers, 6"H 2 Drawers, 9"H 1 Tray/Shelf Divider Drawer Organizer Bins Consider the need for an E0921 to transport the locker from place to place.
E0912 | Locker, Supply, Med Surg, Wall Mtd | 1 | VV | Medical/Surgical Supply locker, Wall Mounted, approximately 23"W x 20"D. THIS TYPICAL INCLUDES: 1 Wall Mounted Rail 1 Locked Storage Container 4 Tray/Shelves 5 Drawers, 3"H 2 Drawers, 6"H 2 Tray/Shelf Dividers Drawer Organizer Bins Consider the need for an E0921 to transport the locker from place to place.
E1500 | Rail, MOD, W/MNTD, HX144XD | 1 | VV | Wall mounted rail used for hanging (mounting) lockers, shelves and drawers on a wall.
F2000 | Basket, Wastepaper, Fire Resistant | 1 | VV | Wastepaper basket, fire resistant, approximately 40 quart capacity. This unit is used to collect and temporarily store small quantities of paper refuse in patient rooms, administrative areas and nursing stations. Size and shape varies depending on the application and manufacturer selected.
3 - CDL21 - Dlsys Ctr Clean Supply Storage Room, Dlsys Ctr | 3 - CDL21 - Dlsys Ctr Clean Supply Storage Room, Dlsys Ctr | 3 - CDL21 - Dlsys Ctr Clean Supply Storage Room, Dlsys Ctr | 3 - CDL21 - Dlsys Ctr Clean Supply Storage Room, Dlsys Ctr | 3 - CDL21 - Dlsys Ctr Clean Supply Storage Room, Dlsys Ctr
JSN | NAME | QTY | ACQ/INS | DESCRIPTION
A1010 | Telecommunication Outlet | 1 | VV | Telecommunication outlet location.
A1014 | Telephone, Wall Mounted, 1 Line, With Speaker | 1 | VV | Telephone, wall mounted, 1 line, with speaker.
M2055 | Shelving, Storage, Wire, CRS, w/Adjustable Shelves | 4 | VV | Stationary, wire, shelving unit. Unit has fully adjustable shelves constructed of stainless steel. For use in general purpose storage areas. Shelving is provided in various sizes and configurations. Price provided is for a unit approximately 74"H x 18"D x 48"W with four shelves.
4 - CDL28 - Sterile Supply Storage Room, Dlsys Ctr | 4 - CDL28 - Sterile Supply Storage Room, Dlsys Ctr | 4 - CDL28 - Sterile Supply Storage Room, Dlsys Ctr | 4 - CDL28 - Sterile Supply Storage Room, Dlsys Ctr | 4 - CDL28 - Sterile Supply Storage Room, Dlsys Ctr
JSN | NAME | QTY | ACQ/INS | DESCRIPTION
A1010 | Telecommunication Outlet | 1 | VV | Telecommunication outlet location.
A1014 | Telephone, Wall Mounted, 1 Line, With Speaker | 1 | VV | Telephone, wall mounted, 1 line, with speaker.
M2055 | Shelving, Storage, Wire, CRS, w/Adjustable Shelves | 4 | VV | Stationary, wire, shelving unit. Unit has fully adjustable shelves constructed of stainless steel. For use in general purpose storage areas. Shelving is provided in various sizes and configurations. Price provided is for a unit approximately 74"H x 18"D x 48"W with four shelves.
5 - SC471 - Dlsys Ctr Clean Linen Room, EMS | 5 - SC471 - Dlsys Ctr Clean Linen Room, EMS | 5 - SC471 - Dlsys Ctr Clean Linen Room, EMS | 5 - SC471 - Dlsys Ctr Clean Linen Room, EMS | 5 - SC471 - Dlsys Ctr Clean Linen Room, EMS
JSN | NAME | QTY | ACQ/INS | DESCRIPTION
M2055 | Shelving, Storage, Wire, CRS, w/Adjustable Shelves | 1 | VV | Stationary, wire, shelving unit. Unit has fully adjustable shelves constructed of stainless steel. For use in general purpose storage areas. Shelving is provided in various sizes and configurations. Price provided is for a unit approximately 74"H x 18"D x 48"W with four shelves.
6 - CDL31 - Equipment Storage Room, Dlsys Ctr | 6 - CDL31 - Equipment Storage Room, Dlsys Ctr | 6 - CDL31 - Equipment Storage Room, Dlsys Ctr | 6 - CDL31 - Equipment Storage Room, Dlsys Ctr | 6 - CDL31 - Equipment Storage Room, Dlsys Ctr
JSN | NAME | QTY | ACQ/INS | DESCRIPTION
M2055 | Shelving, Storage, Wire, CRS, w/Adjustable Shelves | 1 | VV | Stationary, wire, shelving unit. Unit has fully adjustable shelves constructed of stainless steel. For use in general purpose storage areas. Shelving is provided in various sizes and configurations. Price provided is for a unit approximately 74"H x 18"D x 48"W with four shelves.
7 - SV272 - Dlsys Ctr Nourishment Room, F&N Svc | 7 - SV272 - Dlsys Ctr Nourishment Room, F&N Svc | 7 - SV272 - Dlsys Ctr Nourishment Room, F&N Svc | 7 - SV272 - Dlsys Ctr Nourishment Room, F&N Svc | 7 - SV272 - Dlsys Ctr Nourishment Room, F&N Svc
JSN | NAME | QTY | ACQ/INS | DESCRIPTION
A5075 | Dispenser, Soap, Disposable | 1 | VV | Disposable soap dispenser. One-handed dispensing operation. Designed to accommodate disposable soap cartridge and valve.
A5080 | Dispenser, Paper Towel, SS, Surface Mounted | 1 | CC | A surface mounted, satin finish stainless steel, single-fold, paper towel dispenser. Dispenser features: tumbler lock; front hinged at bottom; and refill indicator slot. Minimum capacity 400 single-fold paper towels. For general purpose use throughout the facility.
C03F0 | Cabinet, U/C/B, 1 Shelf, 2 Half DR, 2 DO, 36x30x22 | 1 | CC | Standing height under counter base cabinet with an adjustable shelf and two half width drawers above solid hinged doors. Also referred to as a combination cabinet or a drawer and cupboard cabinet. For general purpose use throughout the facility.
C03H0 | Cabinet, U/C/B, 2 Half Drawers, 3 DR, 36x30x22 | 1 | CC | Standing height under counter base cabinet with two half width drawers side-by-side above three full width drawers. Also referred to as a drawer cabinet. For general purpose use throughout the facility.
C03J0 | Cabinet, U/C/B, 8 Half Drawers, 36x30x22 | 1 | CC | Standing height under counter base cabinet with eight half width drawers of equal height. Also referred to as a drawer cabinet. For general purpose use throughout the facility.
C03P0 | Cabinet, Sink, U/C/B, 2 Door, 30" W | 1 | CC | Standing height under counter base sink cabinet. 36" H x 30" W x 22" D with two solid hinged doors. Also referred to as a double-door sink cabinet. For general purpose use throughout the facility where a sink is to be used. Coordinate actual clear cabinet dimension with the actual outside dimension of sink that is specified to ensure that they are compatible.
CE030 | Cabinet, W/H, 2 SH, 2 GDO, Sloping Top, 38x30x13 | 2 | CC | Wall hung cabinet with two adjustable shelves, framed-glass hinged doors, and sloping top. Also referred to as a framed-glass hinged double door wall case. For general purpose use throughout the facility.
CS230 | Sink, SS, Double Compartment, 10x14x16 ID | 1 | CC | Double compartment stainless steel sink, drop-in, self-rimming, ledge-type, connected with a drain and provided with a mixing faucet. It shall also be provided with pre-punched fixture holes on 4" center, integral back ledge to accommodate deck-mounted fixtures, brushed/polished interior and top surfaces, and sound deadened. Recommended for use in suspended or U/C/B sink cabinets having a high plastic laminate or Chemsurf laminate countertop/work surface. Coordinate actual outside sink dimensions with the actual clear dimension of cabinet specified to ensure that they are compatible. For general purpose use throughout the facility.
CT020 | Countertop, Solid Surface | 10 | CC | A solid, nonporous countertop with a smooth seamless appearance. Easy to clean and maintain and with proper cleaning does not support the growth of mold. An acrylic-based solid surface product. Standard thickness of 1", and a 4" butt backsplash/curb. Also referred to as a work surface or work top. Available in a choice of colors and depths. Used in lab and other hospital areas requiring optimum physical and chemical resisting properties.
F2015 | Basket, Wastepaper, Metal/Plastic,2 Swinging Doors | 1 | VV | Metal receptacle for soiled / used towels or waste. Equipped with a removable tapered top with two independently operating self-closing, spring hinged doors. Used in public facilities for the collection and temporary storage of refuse.
K4665 | Oven, Microwave, Consumer | 1 | VV | Counter mounted microwave oven for average duty use. The exterior cabinet can be metal or heavy duty impact resistant plastic. The oven delivers instant energy for rapid heating, defrosting or prime cooking. The oven has touch pad controls, digital timer, power level selector and preprogrammed selectors for commonly cooked items. This oven is commonly found in staff lounges.
R4650 | Ice Maker, Flaked, With Dispenser | 1 | CC | Ice maker dispenser approximately 71" H x 19"D x 24"W. This unit provides flaked ice and cooled water automatically. The unit has a daily capacity up to 650 pounds and a 100 pound capacity stainless steel storage compartment with water station. Unit may be free-standing or counter-mounted, automatic load ice dispenser for food service and healthcare use. The unit is used in healthcare institutions and various commercial food service operations for dispensing ice.
R7250 | Refrigerator/Freezer, 20 Cubic Feet | 1 | VV | Refrigerator/freezer unit. This type unit includes a food saver system that helps keep food fresher. It also includes roll out wheels and is equipped for an optional automatic icemaker. This unit is of commercial or residential design and use.
8 - SV583 - Dlsys Ctr Medication Room, Phrm Svc | 8 - SV583 - Dlsys Ctr Medication Room, Phrm Svc | 8 - SV583 - Dlsys Ctr Medication Room, Phrm Svc | 8 - SV583 - Dlsys Ctr Medication Room, Phrm Svc | 8 - SV583 - Dlsys Ctr Medication Room, Phrm Svc
JSN | NAME | QTY | ACQ/INS | DESCRIPTION
A1010 | Telecommunication Outlet | 2 | VV | Telecommunication outlet location.
A1014 | Telephone, Wall Mounted, 1 Line, With Speaker | 1 | VV | Telephone, wall mounted, 1 line, with speaker.
A5075 | Dispenser, Soap, Disposable | 1 | VV | Disposable soap dispenser. One-handed dispensing operation. Designed to accommodate disposable soap cartridge and valve.
A5077 | Dispenser, Hand Sanitizer, Hands-Free | 1 | VV | A touch free wall-mounted hand sanitizer dispenser. For use throughout a healthcare facility. Unit does not include the sanitizing liquid. Units are battery operated.
A5082 | Dispenser, Paper Towel, Sensor, Hands Free | 1 | CC | A surface mounted, sensor activated, automatic, roll paper towel dispenser. The unit dispenses a paper towel automatically only when hands are place in position below the dispenser for maximum sanitation and hygiene. May include adjustable settings for sheet length, time delay, and sensor range. Unit is battery operated or with optional AC power adapter.
A5107 | Dispenser, Glove, Surgical/Examination, Wall Mntd | 1 | VV | Examination three (Small Medium, Large) glove dispenser box for wall mounting. Fabricated of either cold rolled steel with a white baked enamel finish, plastic or acrylic. Hardware not included, Option 3 powder coated steel.
A5108 | Waste Disposal Unit, Sharps | 1 | VV | A container for collecting and transporting syringes and other sharps for decontamination and disposal. Available in 2 gallon and 8 gallon with locking rotor. Complies with OSHA regulations for handling sharps.
A5145 | Hook, Garment, Double, SS, Surface Mounted | 1 | CC | A surface mounted, satin finish stainless steel, double garment hook. Equipped with a concealed mounting bracket that is secured to a concealed wall plate. For general purpose use throughout the facility to hang various items of apparel.
C03G0 | Cabinet, U/C/B, 2 Shelf, 2 Door, 36x30x22 | 1 | CC | Standing height under counter base cabinet with two adjustable shelves and two solid hinged doors. Also referred to as a cupboard cabinet. For general purpose use throughout the facility.
C04Q0 | Cabinet, ADA Sink, Wall-Mounted | 1 | CC | Wall mounted sink support cabinet for drop-in sink with vertical fascia and angled ADA profile, also referred to as ADA sink cabinet. Removable front panel to permit access to plumbing. Medium density M-3 particle board core construction faced with high pressure vertical grade decorative plastic laminate on exposed surfaces and melamine on semi-exposed and concealed surfaces; plastic laminate edge banding. Includes all attaching hardware including support rail.
CD030 | Cabinet, W/H, 2 Shelf, 2 DO, Sloping Top, 38x30x13 | 2 | CC | Wall hung steel cabinet with two adjustable shelves, solid hinged doors, and sloping top. Also referred to as a solid hinged double door wall case. For general purpose use throughout the facility.
CS070 | Sink, SS, Single Compartment, 7.5x16x16 ID | 1 | CC | Single compartment stainless steel sink, drop-in, self-rimming, ledge-type, connected with a drain and provided with a mixing faucet. It shall also be provided with pre-punched fixture holes on 4" center, integral back ledge to accommodate deck-mounted fixtures, brushed/polished interior and top surfaces, and sound deadened. Recommended for use in suspended or U/C/B sink cabinets having a high plastic laminate or Chemsurf laminate countertop/work surface. Coordinate actual outside sink dimensions with the actual clear dimension of cabinet specified to ensure that they are compatible. For general purpose use throughout the facility.
CT020 | Countertop, Solid Surface | 1 | CC | A solid, nonporous countertop with a smooth seamless appearance. Easy to clean and maintain and with proper cleaning does not support the growth of mold. An acrylic-based solid surface product. Standard thickness of 1", and a 4" butt backsplash/curb. Also referred to as a work surface or work top. Available in a choice of colors and depths. Used in lab and other hospital areas requiring optimum physical and chemical resisting properties.
E0945 | Cart, Computer, Mobile | 1 | VV | A mobile computer cart for use throughout the facility. The cart dimensions will be approximately 45" H x 30" W x 22" D with casters. May include drawers and miscellaneous other accessories that will be determined at time of purchase. This Typical may include: 1 Cart Body, w/Computer Support, Style-A Narrow, w/Raised Edge Top 1 Flip-Up Shelf 1 Sharps Container Holder 1 Wastebasket 1 Chart Holder 2 Drawers, 3"H 2 Drawers, 6"H 3 Accessory Rail, Side Drawer Organizer Bins
F2010 | Basket, Wastepaper, Step-On | 1 | VV | "Step-on" wastepaper basket with inner liner and foot petal activated flip top.
F3050 | Whiteboard, Dry Erase | 1 | VV | Whiteboard unit, approximately 36" H x 48" W consisting of a white porcelain enamel writing surface with an attached chalk tray. Magnetic surface available. Image can be easily removed with a standard chalkboard eraser. For use with water color pens. Unit is ready to hang.
F3200 | Clock, Battery, 12" Diameter | 1 | VV | Clock, 12" diameter. Round surface, easy to read numbers with sweep second hand. Wall mounted unit for use when impractical to install a fully synchronized clock system. Battery operated, (batteries not included).
M1801 | Computer, Microprocessing, w/Flat Panel Monitor | 1 | VV | Desk top microprocessing computer. The unit shall consist of a central processing mini tower, flat panel monitor, keyboard, mouse and speakers. The system shall have the following minimum characteristics: a 2.8 GHz Pentium processor; 512 MB memory; 80GB hard drive; 32/48x CD-ROMDVD combo; 1.44MB network interface card; video 32 MB NVIDIA; a 18 inch flat panel monitor. The computer is used throughout the facility to input, manipulate and retrieve information.
M3150 | Distribution System, Medication, Automatic | 1 | VV | An automated dispensing system that provides controlled dispensing, inventory and security. Size and cost will vary dependent on number of modules selected.
P1965 | Eyewash, Eye/Face, Sink Mounted, Hands-free | 1 | CC | A sink mounted eyewash station. The unit is designed for emergency eye and face rinsing from soft flow dual spray-heads. The Flow must be activated by the single momentary action and remain on until terminated.
R6200 | Refrigerator, U/C or F/S, 5 Cu Ft | 1 | VV | Utility refrigerator approximately 35" H x 24" W x 26" D. The unit has a two tray ice cube cooling system. The refrigerator fits standard architectural dimensions for undercounter installation. The unit is perfect for use in nurses' station, wards, and laboratories, pharmacies or wherever space is limited.
9 - SC052 - Dlsys Ctr Crash Cart Alcove, Clncl Sprt | 9 - SC052 - Dlsys Ctr Crash Cart Alcove, Clncl Sprt | 9 - SC052 - Dlsys Ctr Crash Cart Alcove, Clncl Sprt | 9 - SC052 - Dlsys Ctr Crash Cart Alcove, Clncl Sprt | 9 - SC052 - Dlsys Ctr Crash Cart Alcove, Clncl Sprt
JSN | NAME | QTY | ACQ/INS | DESCRIPTION
E0954 | Cart, Emergency, Mobile, 66"H x 32"W x 22"D | 1 | VV | THIS TYPICAL INCLUDES: 1 Cart body, style-A narrow, w/raised edge top 1 Accessory rail, side 1 Accessory rail, back 1 Defibrillator tray 1 IV pole 1 Breakaway bar 1 Flip-up shelf 1 Wastebasket 1 Oxygen tank holder 1 Electrical box-4 outlet 1 Cord wrap 4 Drawer, 3"H 3 Drawer, 6"H Drawer organizer bins.
M1100 | Resuscitator, Bag-Mask, Hand Operated | 1 | VV | Hand operated bag-mask resuscitator. Consists of face mask, non-rebreathing valve, compression bag and tidal bag. Used for resuscitation in life saving situations.
M7660 | Defibrillator/Monitor/Recorder, Portable | 1 | VV | Portable defibrillator-monitor-recorder. Integral unit system operable from self-contained rechargeable batteries. ECG may be viewed through paddles or patient cable. Options include external pacing and 12-Lead.
M8769 | Aspirator, Resuscitation, Portable w/ Battery | 1 | VV | High-vacuum and high-flow AC/DC powered suction unit for use on emergency resuscitation carts and for general suction use. Light weight, compact design, fully enclosed water resistant unit with an average run time of 60 minutes. Includes variable suction range up to 580 mmHg and 1200 CC collection canister.
11 - CDL46 - Venipuncture Laboratory, Dlsys Ctr | 11 - CDL46 - Venipuncture Laboratory, Dlsys Ctr | 11 - CDL46 - Venipuncture Laboratory, Dlsys Ctr | 11 - CDL46 - Venipuncture Laboratory, Dlsys Ctr | 11 - CDL46 - Venipuncture Laboratory, Dlsys Ctr
JSN | NAME | QTY | ACQ/INS | DESCRIPTION
A1010 | Telecommunication Outlet | 2 | VV | Telecommunication outlet location.
A1014 | Telephone, Wall Mounted, 1 Line, With Speaker | 1 | VV | Telephone, wall mounted, 1 line, with speaker.
A1067 | Mirror, Float Glass, ADA Accessible | 1 | CC | A high quality 1/4" polished float glass mirror with a stainless steel frame. Frame holds mirror in a tilted position for accessibility and compliance with ADA requirements. Mirror has a galvanized steel back secured to frame with concealed screws with integral horizontal hanging brackets. Mirror shall be approximately 18" wide and 36" high. Other sizes are available.
A5075 | Dispenser, Soap, Disposable | 1 | VV | Disposable soap dispenser. One-handed dispensing operation. Designed to accommodate disposable soap cartridge and valve.
A5077 | Dispenser, Hand Sanitizer, Hands-Free | 1 | VV | A touch free wall-mounted hand sanitizer dispenser. For use throughout a healthcare facility. Unit does not include the sanitizing liquid. Units are battery operated.
A5082 | Dispenser, Paper Towel, Sensor, Hands Free | 1 | CC | A surface mounted, sensor activated, automatic, roll paper towel dispenser. The unit dispenses a paper towel automatically only when hands are place in position below the dispenser for maximum sanitation and hygiene. May include adjustable settings for sheet length, time delay, and sensor range. Unit is battery operated or with optional AC power adapter.
A5106 | Waste Disposal Unit, Sharps w/Glove Dispenser | 4 | VV | The unit is designed for the disposal of sharps and complies with OSHA guidelines for the handling of sharps. It shall house a 5 quart container and be capable of being mounted on a wall. It shall have a glove dispenser attached. The unit shall be secured by a locked enclosure.
A5145 | Hook, Garment, Double, SS, Surface Mounted | 1 | CC | A surface mounted, satin finish stainless steel, double garment hook. Equipped with a concealed mounting bracket that is secured to a concealed wall plate. For general purpose use throughout the facility to hang various items of apparel.
A5180 | Track, Cubicle, Surface Mounted, With Curtain | 40 | VV | Surface mounted cubicle track, with curtain. Track constructed of thick extruded aluminum. Equipped with self lubricating carriers, beaded drop chain hooks, and flame resistant curtain. To include removable end caps. Designed to be suspended around patient areas where privacy is needed. Price listed is per foot of the track, curtains to be priced per quote.
C0037 | Rail, Apron, 4x36x1 | 2 | CC | Apron rail. Also referred to as an apron front, apron panel, or knee space rail. Used to close in front knee space area and/or provide work surface support between two base cabinets or a base cabinet and wall. Apron rails should be ordered in pairs to provide both front and rear work surface support.
C0045 | Frame, Apron, 1 Drawer, 4x36x22 | 2 | CC | Apron frame with one standard drawer. Also referred to as a drawer frame or table frame. Used for a knee space as a combination frame and drawer to support a top between base cabinets or a base cabinet and a wall. Constructed of steel.
CS090 | Sink, SS, Single Compartment, 7.5x19x16 ID | 1 | CC | Single compartment stainless steel sink, drop-in, self-rimming, ledge-type, connected with a drain and provided with a mixing faucet. It shall also be provided with pre-punched fixture holes on 4" center, integral back ledge to accommodate deck-mounted fixtures, brushed/polished interior and top surfaces, and sound deadened. Recommended for use in suspended or U/C/B sink cabinets having a high plastic laminate or Chemsurf laminate countertop/work surface. Coordinate actual outside sink dimensions with the actual clear dimension of cabinet specified to ensure that they are compatible. For general purpose use throughout the facility.
CT020 | Countertop, Solid Surface | 6 | CC | A solid, nonporous countertop with a smooth seamless appearance. Easy to clean and maintain and with proper cleaning does not support the growth of mold. An acrylic-based solid surface product. Standard thickness of 1", and a 4" butt backsplash/curb. Also referred to as a work surface or work top. Available in a choice of colors and depths. Used in lab and other hospital areas requiring optimum physical and chemical resisting properties.
E0945 | Cart, Computer, Mobile | 1 | VV | A mobile computer cart for use throughout the facility. The cart dimensions will be approximately 45" H x 30" W x 22" D with casters. May include drawers and miscellaneous other accessories that will be determined at time of purchase. This Typical may include: 1 Cart Body, w/Computer Support, Style-A Narrow, w/Raised Edge Top 1 Flip-Up Shelf 1 Sharps Container Holder 1 Wastebasket 1 Chart Holder 2 Drawers, 3"H 2 Drawers, 6"H 3 Accessory Rail, Side Drawer Organizer Bins
E0963 | Cart, General Storage, Mobile | 2 | VV | Mobile General Storage Cart, approximately 72"H x 23"W x 22"D. THIS TYPICAL INCLUDES: 1 Locker Storage Container on Wheels, w/Solid Door 3 Tray/Shelves 2 Drawers, 3"H 4 Drawers, 6"H 1 Tray/Shelf Divider Drawer Organizer Bins
F2010 | Basket, Wastepaper, Step-On | 4 | VV | "Step-on" wastepaper basket with inner liner and foot petal activated flip top.
F3200 | Clock, Battery, 12" Diameter | 1 | VV | Clock, 12" diameter. Round surface, easy to read numbers with sweep second hand. Wall mounted unit for use when impractical to install a fully synchronized clock system. Battery operated, (batteries not included).
L1350 | Centrifuge, Table, Small, 3200 RPM, 6 Place | 1 | VV | Small table centrifuge. Characteristics/components include a speed range up to 3200 RPM, steel guard bowl, electric motor, speed controlled by a dial rheostat, a six place trunnion head to accommodate 15 ml tubes contained in metal shields with rubber cushions, numbered tube slots and a safety cap. Used in a laboratory for general purpose centrifugation of samples.
L8520 | Shaker, Rotating, 12 Standard Tubes | 1 | VV | Rotator/shaker. The unit has a speed range approximately 6 to 60 RPM, an adjustable place head, and the capability to hold all tubes 10 to 19 mm in diameter. Used for hematology procedures, micro-diffusion techniques, precipitate washing, blood gas saturation and more.
M1400 | Chair, Blood Donor, Recliner, Manual or Pneumatic | 1 | VV | Blood donor recliner chair constructed from wear and chemical resistant upholstery. Chair features extra-wide arm rests and a contoured back for lumbar and lateral support. Used for blood donor and pheresis procedures.
M1410 | Chair, Laboratory, Blood Drawing, w/Storage | 2 | VV | Laboratory blood drawing chair with storage. Chair has built-in storage cabinet(s) and locking arm assembly that may be positioned on either side of the fiberglass chair.
M1411 | Phlebotomy Arm, Wheelchair Accessible | 1 | VV | This item is a wall mounted phlebotomy arm designed for drawing blood from wheelchair patients. A mounting frame attaches to a wall and accommodates the armrest. The armrest may be adjusted from the wall to various lengths. The armrest may be positioned for right or left arm.
M1801 | Computer, Microprocessing, w/Flat Panel Monitor | 1 | VV | Desk top microprocessing computer. The unit shall consist of a central processing mini tower, flat panel monitor, keyboard, mouse and speakers. The system shall have the following minimum characteristics: a 2.8 GHz Pentium processor; 512 MB memory; 80GB hard drive; 32/48x CD-ROMDVD combo; 1.44MB network interface card; video 32 MB NVIDIA; a 18 inch flat panel monitor. The computer is used throughout the facility to input, manipulate and retrieve information.
M1830 | Printer, Label, Pharmacy | 1 | VV | Label printer for use in pharmacy applications. The printer shall be bench top standing. It shall be flexible enough to accommodate label sizes up to 4 inches, with a minimum print speed of 6 inches per second and a minimum resolution of 203 dpi.
M4116 | Monitor, Vital Signs | 1 | VV | Electronic sphygmomanometer. LCD displays non-invasive blood pressure, pulse rate and temperature. Used in hospitals and clinics. Includes an optional mobile stand.
M8810 | Stand, Mayo | 3 | VV | Adjustable instrument table. Table is corrosion resistant stainless steel construction and is mounted on two casters with two skid rails. It has telescopic upright adjusts from 39 inches to 60 inches with automatic locking device, and removable 13"x19" instrument tray. Designed for use in operating and procedure rooms.
P2000 | Eyewash, Wall Mounted, Hands-Free | 1 | CC | Wall mounted emergency eye wash station. The flow of water from the unit is activated by hand. Upon initiation of water flow the unit will operate hands free to provide streams of water to clear foreign particles or dilute caustic liquids from the eyes in emergency situations. Used in laboratories and areas of the hospital where employees are subject to foreign bodies or liquid material to the eyes.
P2450 | Valve, Mixing, Thermostatic | 1 | CC | Thermostatic mixing valve with washout hose. Used with portable whirlpool equipment. Thermostatic valve is used to maintain temperature between 70 and 110 degree Fahrenheit, with a flow rate of 20 gallons a minute. The washout hose assembly is used to wash out tanks after treatment. Used in physical therapy department to provide comfortable water temperature for patient treatments.
P3100 | Lavatory, Vitreous China, Slab Type | 1 | CC | Wall mounted, slab type, vitreous china, lavatory (approximate bowl size 7"x15"x10") with: faucet holes on 4" centers; gooseneck spout; wrist blade handles; and grid strainer. It shall be suitable for use in clinics, offices, washrooms or patient care area.
R6200 | Refrigerator, U/C or F/S, 5 Cu Ft | 1 | VV | Utility refrigerator approximately 35" H x 24" W x 26" D. The unit has a two tray ice cube cooling system. The refrigerator fits standard architectural dimensions for undercounter installation. The unit is perfect for use in nurses' station, wards, and laboratories, pharmacies or wherever space is limited.
14 - CDL64 - Equipment Processing / Clean Storage Room, Dlsys Ctr | 14 - CDL64 - Equipment Processing / Clean Storage Room, Dlsys Ctr | 14 - CDL64 - Equipment Processing / Clean Storage Room, Dlsys Ctr | 14 - CDL64 - Equipment Processing / Clean Storage Room, Dlsys Ctr | 14 - CDL64 - Equipment Processing / Clean Storage Room, Dlsys Ctr
JSN | NAME | QTY | ACQ/INS | DESCRIPTION
M2055 | Shelving, Storage, Wire, CRS, w/Adjustable Shelves | 1 | VV | Stationary, wire, shelving unit. Unit has fully adjustable shelves constructed of stainless steel. For use in general purpose storage areas. Shelving is provided in various sizes and configurations. Price provided is for a unit approximately 74"H x 18"D x 48"W with four shelves.
15 - CDL71 - Medical Repair Room, Dlsys Ctr | 15 - CDL71 - Medical Repair Room, Dlsys Ctr | 15 - CDL71 - Medical Repair Room, Dlsys Ctr | 15 - CDL71 - Medical Repair Room, Dlsys Ctr | 15 - CDL71 - Medical Repair Room, Dlsys Ctr
JSN | NAME | QTY | ACQ/INS | DESCRIPTION
A1010 | Telecommunication Outlet | 1 | VV | Telecommunication outlet location.
A1011 | Telephone, Desk, 1 Line | 1 | VV | Telephone, desk, 1 line.
F0230 | Chair, Drafting, Rotary | 1 | VV | Drafting chair approximately 47" high X 20" wide X 20" deep with rotary stool and a 5 (five) star base with casters. Padded seat and back. Foot ring adjusts with chair.
F2000 | Basket, Wastepaper, Fire Resistant | 1 | VV | Wastepaper basket, fire resistant, approximately 40 quart capacity. This unit is used to collect and temporarily store small quantities of paper refuse in patient rooms, administrative areas and nursing stations. Size and shape varies depending on the application and manufacturer selected.
F3200 | Clock, Battery, 12" Diameter | 1 | VV | Clock, 12" diameter. Round surface, easy to read numbers with sweep second hand. Wall mounted unit for use when impractical to install a fully synchronized clock system. Battery operated, (batteries not included).
M1801 | Computer, Microprocessing, w/Flat Panel Monitor | 1 | VV | Desk top microprocessing computer. The unit shall consist of a central processing mini tower, flat panel monitor, keyboard, mouse and speakers. The system shall have the following minimum characteristics: a 2.8 GHz Pentium processor; 512 MB memory; 80GB hard drive; 32/48x CD-ROMDVD combo; 1.44MB network interface card; video 32 MB NVIDIA; a 18 inch flat panel monitor. The computer is used throughout the facility to input, manipulate and retrieve information.
T0005 | Electrical Safety Analyzer | 1 | VV | Electrical safety analyzer. Characteristics/components include combining all lead connected ECG lead tests measuring individual lead leakage; AC/DC measurement; current consumption; automatic neutral-ground and power-ground resistance and volts. This unit is used for electrical safety testing, preventive maintenance programs and equipment repair. Battery powered models are available.
T0015 | Defibrillator Analyzer, Automatic, Portable | 1 | VV | Defibrillator analyzer. Characteristics/components include automatic and portable with direct reading; accurately verifies the output characteristics of all defibrillators while simulating the resistance of the human body; output energy measured in joules or watt seconds on two scales of 0-200.0 or 0-1000; output energy remains displayed until the reset button is depressed once the defibrillator is fired; and output jacks provided for oscilloscope connection to observe defibrillator pulse wave shape. Shall include the optional pacemaker testing module if required by the end user. Battery powered models are available.
T0030 | Radiation-Light Field Analyzer | 1 | VV | Light and radiation field analyzer for quality assurance testing of radiation therapy devices. Unit is self contained and checks the coincidence of light and radiation fields, symmetry of radiation field, flatness of radiation field, and penumbra size of the radiation field. Unit has a built in graphics printer for hard copy output of scanned information.
T0801 | Workbench, Electric, Pedestal Base | 1 | VV | Electrical workbench approximately 34" H x 72" W x 36" D. Characteristics/components include butcher block maple top; with two drawer or door pedestals and an electronic riser wiring kit. This workbench is used in wood and metal workshops. Workbench is a mix and match construction and can be configured to end users needs.
T8030 | Electrosurgery Analyzer | 1 | VV | Electrosurgery analyzer. This is a power analyzing system that verifies electrosurgical specifications such as output power, radio frequency leakage and output waveforms. This is necessary because electrosurgical units should provide safe controlled power output at RF with a predetermined physiological load so that burns and electrical shocks are avoided.
T8055 | Wattmeter, Ultrasonic | 1 | VV | Ultrasonic wattmeter. Characteristics/components include electronic and mechanical design to provide superior performance and greater durability; clear Plexiglas tubing on the front panel that allows the operator to immediately determine the liquid level within the sealed reservoir; and power measurements that can be conveniently read on the LCD display. This unit is a one-of-a-kind instrument used by biomedical repair persons who regularly test therapeutic ultrasound devices. Unit is battery powered.
17 - CDL81 - Water Treatment Room, Dlsys Ctr | 17 - CDL81 - Water Treatment Room, Dlsys Ctr | 17 - CDL81 - Water Treatment Room, Dlsys Ctr | 17 - CDL81 - Water Treatment Room, Dlsys Ctr | 17 - CDL81 - Water Treatment Room, Dlsys Ctr
JSN | NAME | QTY | ACQ/INS | DESCRIPTION
A1010 | Telecommunication Outlet | 1 | VV | Telecommunication outlet location.
M4871 | System, Reverse Osmosis, Water | 1 | VV | Reverse osmosis system to purify water in hemodialysis clinics and other clinical areas. The system consists of a pump, water softener, media and carbon filters, processing unit, ultraviolet sterilizer, final filtration, deionizers, osmosis units, controls and monitors. The system alarms when a malfunction occurs. The system usually requires a room of its own. Refer to the manufacturers specifications for exact installation requirements. Database system weight does not include the water in the piping or holding tanks of an operating system.
18 - SB252 - Dlsys Ctr Wheelchair / Stretcher Alcove, Bldg Sprt | 18 - SB252 - Dlsys Ctr Wheelchair / Stretcher Alcove, Bldg Sprt | 18 - SB252 - Dlsys Ctr Wheelchair / Stretcher Alcove, Bldg Sprt | 18 - SB252 - Dlsys Ctr Wheelchair / Stretcher Alcove, Bldg Sprt | 18 - SB252 - Dlsys Ctr Wheelchair / Stretcher Alcove, Bldg Sprt
JSN | NAME | QTY | ACQ/INS | DESCRIPTION
M4655 | Stretcher, Mobile, CRS, 9 Position | 1 | VV | Mobile stretcher. All corrosion resistant stainless steel construction. It consists of a tubular frame with side rails, a 9-position hydraulic base with pneumatic fowler adjustment, and a 2" pad. Unit is mounted on 8" conductive casters. Designed for patient transport as well as for minor surgical procedures.
M4705 | Wheelchair, Patient Transport, Folding | 1 | VV | Folding patient transport wheelchair. Constructed of chrome plated steel with detachable armrest and footrests. Unit has heavy duty front casters with sealed radial high-precision ball bearing assembly. Unit is used for patient transport.
M4710 | Wheelchair, Patient, Bariatric, Transport, Folding | 1 | VV | Folding bariatric patient transport wheelchair with a capacity of at least 500 lbs. Constructed with a heavy duty steel frame and double cross brace, with detachable armrest and swing away footrests. Unit has heavy duty front casters and rear wheels with precision wheel bearings in front and rear assembly. Unit is used for patient movement.
19 - SB244 - Dlsys Ctr Housekeeping Aides Closet (HAC), Bldg Sprt | 19 - SB244 - Dlsys Ctr Housekeeping Aides Closet (HAC), Bldg Sprt | 19 - SB244 - Dlsys Ctr Housekeeping Aides Closet (HAC), Bldg Sprt | 19 - SB244 - Dlsys Ctr Housekeeping Aides Closet (HAC), Bldg Sprt | 19 - SB244 - Dlsys Ctr Housekeeping Aides Closet (HAC), Bldg Sprt
JSN | NAME | QTY | ACQ/INS | DESCRIPTION
A5075 | Dispenser, Soap, Disposable | 1 | VV | Disposable soap dispenser. One-handed dispensing operation. Designed to accommodate disposable soap cartridge and valve.
A5080 | Dispenser, Paper Towel, SS, Surface Mounted | 1 | CC | A surface mounted, satin finish stainless steel, single-fold, paper towel dispenser. Dispenser features: tumbler lock; front hinged at bottom; and refill indicator slot. Minimum capacity 400 single-fold paper towels. For general purpose use throughout the facility.
A5107 | Dispenser, Glove, Surgical/Examination, Wall Mntd | 1 | VV | Examination three (Small Medium, Large) glove dispenser box for wall mounting. Fabricated of either cold rolled steel with a white baked enamel finish, plastic or acrylic. Hardware not included, Option 3 powder coated steel.
A5135 | Shelf, Utility W/ Mop/Broom Holders, SS, Surf Mntd | 1 | CC | A surface mounted, satin finish stainless steel, utility shelf with a maximum of 6 mop/broom holders and 5 rag hooks. Utility shelf features: 8" deep shelf; mounting brackets welded to shelf; spring activated rubber cam holders; and drying rod. Unit is available in various widths 30" (minimum, 3 holders and 2 hooks) to 48" (maximum, 6 holders and 5 hooks). For use in janitor closets. Pricing based on a 36" width.
F0500 | Cart, Janitor's | 1 | VV | Janitors cart, 38" high X 66" wide X 20" deep with 25 gallon heavy duty collection bag. Accommodations for locking vault and janitorial support items (broom, dust pan, chemicals, mop and mop bucket; not included).
F0505 | Bucket, Mop, With Wringer, 26 Quart | 1 | VV | Mobile mop bucket / wringer combination, approximately 35" H x 17" W x 22" D with four 2" casters. Total capacity is 26 quarts. Unit used for general hard surface floor maintenance.
P2000 | Eyewash, Wall Mounted, Hands-Free | 1 | CC | Wall mounted emergency eye wash station. The flow of water from the unit is activated by hand. Upon initiation of water flow the unit will operate hands free to provide streams of water to clear foreign particles or dilute caustic liquids from the eyes in emergency situations. Used in laboratories and areas of the hospital where employees are subject to foreign bodies or liquid material to the eyes.
P2451 | Valve, Mixing, Thermostatic, Eyewash | 1 | CC | Emergency tempering valve thermostatically mixes hot and cold water to provide a safe fluid supply for a single emergency eye/face wash with a flow rate of 10 gpm (38.8L)
P4700 | Sink, Mop, Molded Stone | 1 | CC | Mop service sink approximately 10"H x 36"W x 24"D. Also called a mop service basin and a mop receptor. Unit is made of molded stone and is a one piece item. It shall include a service faucet hose, hose bracket and mop hanger. Used in utility rooms for cleaning mops and floor cleaning equipment.
4 - STAFF AND ADMINISTRATIVE AREA | 4 - STAFF AND ADMINISTRATIVE AREA | 4 - STAFF AND ADMINISTRATIVE AREA | 4 - STAFF AND ADMINISTRATIVE AREA | 4 - STAFF AND ADMINISTRATIVE AREA
1 - SS204 - Dlsys Ctr Dialysis Service Chief Office, Stff Sprt | 1 - SS204 - Dlsys Ctr Dialysis Service Chief Office, Stff Sprt | 1 - SS204 - Dlsys Ctr Dialysis Service Chief Office, Stff Sprt | 1 - SS204 - Dlsys Ctr Dialysis Service Chief Office, Stff Sprt | 1 - SS204 - Dlsys Ctr Dialysis Service Chief Office, Stff Sprt
JSN | NAME | QTY | ACQ/INS | DESCRIPTION
A1010 | Telecommunication Outlet | 2 | VV | Telecommunication outlet location.
A1015 | Telephone, Desk, Multiple Line | 1 | VV | Telephone, desk, multiple line.
A5145 | Hook, Garment, Double, SS, Surface Mounted | 1 | CC | A surface mounted, satin finish stainless steel, double garment hook. Equipped with a concealed mounting bracket that is secured to a concealed wall plate. For general purpose use throughout the facility to hang various items of apparel.
E0078 | Workstation, L-Shaped w/Peninsula, Free Std, 78x72 | 1 | VV | This section will provide a whole work station typical to quickly plan work areas in clinical or administrative spaces. There will be a price decrease if typical work stations are used with vertical hanging strips instead of panels. THIS TYPICAL INCLUDES: 4 standard solid panels; 2 panel connectors, 2-way corner; 1 panel-to-panel connector; 2 finished end hardware; 1 cantilevered work surface; 1 peninsula work surface; 2 lockable flipper units; 2 shelf, storage/display; 2 lights; 1 tack board, 48"W; 1 tool rail, 30"W; 1 paper tray; 1 diagonal tray; 1 adjustable keyboard tray; 1 mobile pedestal, box/file.
F0110 | Bookcase, 3 Shelf | 1 | VV | Freestanding open metal shelf book case, approximately 60" high X 36" wide X 18" deep with three (3) adjustable shelves and four (4) non-marking floor glides.
F0205 | Chair, Side With Arms | 2 | VV | Upholstered side chair, 32" high X 21" wide X 23" deep with arms, padded seats and padded backs. Seat height is a minimum of 17". Available with or without sled base.
F0275 | Chair, Swivel, High Back | 1 | VV | Highback contemporary swivel chair, 41" high X 23" wide X 23" deep with five (5) caster swivel base and arms. Chair may be used at desks or in conference rooms. Back and seat are foam padded and upholstered with either woven textile fabric or vinyl.
F0420 | Cabinet, Filing, Lateral, Half Height | 1 | VV | Half height two (2) or three (3) drawer lateral filing cabinet, 28" high X 42" wide X 18" deep with recessed handles, locking device and drawer label holders. Drawers are adaptable to either letter or legal size materials.
F2000 | Basket, Wastepaper, Fire Resistant | 1 | VV | Wastepaper basket, fire resistant, approximately 40 quart capacity. This unit is used to collect and temporarily store small quantities of paper refuse in patient rooms, administrative areas and nursing stations. Size and shape varies depending on the application and manufacturer selected.
F3200 | Clock, Battery, 12" Diameter | 1 | VV | Clock, 12" diameter. Round surface, easy to read numbers with sweep second hand. Wall mounted unit for use when impractical to install a fully synchronized clock system. Battery operated, (batteries not included).
M1801 | Computer, Microprocessing, w/Flat Panel Monitor | 1 | VV | Desk top microprocessing computer. The unit shall consist of a central processing mini tower, flat panel monitor, keyboard, mouse and speakers. The system shall have the following minimum characteristics: a 2.8 GHz Pentium processor; 512 MB memory; 80GB hard drive; 32/48x CD-ROMDVD combo; 1.44MB network interface card; video 32 MB NVIDIA; a 18 inch flat panel monitor. The computer is used throughout the facility to input, manipulate and retrieve information.
2 - SS204 - Dlsys Ctr Assistant Chief Office, Stff Sprt | 2 - SS204 - Dlsys Ctr Assistant Chief Office, Stff Sprt | 2 - SS204 - Dlsys Ctr Assistant Chief Office, Stff Sprt | 2 - SS204 - Dlsys Ctr Assistant Chief Office, Stff Sprt | 2 - SS204 - Dlsys Ctr Assistant Chief Office, Stff Sprt
JSN | NAME | QTY | ACQ/INS | DESCRIPTION
A1010 | Telecommunication Outlet | 2 | VV | Telecommunication outlet location.
A1015 | Telephone, Desk, Multiple Line | 1 | VV | Telephone, desk, multiple line.
A5145 | Hook, Garment, Double, SS, Surface Mounted | 1 | CC | A surface mounted, satin finish stainless steel, double garment hook. Equipped with a concealed mounting bracket that is secured to a concealed wall plate. For general purpose use throughout the facility to hang various items of apparel.
E0078 | Workstation, L-Shaped w/Peninsula, Free Std, 78x72 | 1 | VV | This section will provide a whole work station typical to quickly plan work areas in clinical or administrative spaces. There will be a price decrease if typical work stations are used with vertical hanging strips instead of panels. THIS TYPICAL INCLUDES: 4 standard solid panels; 2 panel connectors, 2-way corner; 1 panel-to-panel connector; 2 finished end hardware; 1 cantilevered work surface; 1 peninsula work surface; 2 lockable flipper units; 2 shelf, storage/display; 2 lights; 1 tack board, 48"W; 1 tool rail, 30"W; 1 paper tray; 1 diagonal tray; 1 adjustable keyboard tray; 1 mobile pedestal, box/file.
F0110 | Bookcase, 3 Shelf | 1 | VV | Freestanding open metal shelf book case, approximately 60" high X 36" wide X 18" deep with three (3) adjustable shelves and four (4) non-marking floor glides.
F0205 | Chair, Side With Arms | 2 | VV | Upholstered side chair, 32" high X 21" wide X 23" deep with arms, padded seats and padded backs. Seat height is a minimum of 17". Available with or without sled base.
F0275 | Chair, Swivel, High Back | 1 | VV | Highback contemporary swivel chair, 41" high X 23" wide X 23" deep with five (5) caster swivel base and arms. Chair may be used at desks or in conference rooms. Back and seat are foam padded and upholstered with either woven textile fabric or vinyl.
F0420 | Cabinet, Filing, Lateral, Half Height | 1 | VV | Half height two (2) or three (3) drawer lateral filing cabinet, 28" high X 42" wide X 18" deep with recessed handles, locking device and drawer label holders. Drawers are adaptable to either letter or legal size materials.
F2000 | Basket, Wastepaper, Fire Resistant | 1 | VV | Wastepaper basket, fire resistant, approximately 40 quart capacity. This unit is used to collect and temporarily store small quantities of paper refuse in patient rooms, administrative areas and nursing stations. Size and shape varies depending on the application and manufacturer selected.
F3200 | Clock, Battery, 12" Diameter | 1 | VV | Clock, 12" diameter. Round surface, easy to read numbers with sweep second hand. Wall mounted unit for use when impractical to install a fully synchronized clock system. Battery operated, (batteries not included).
M1801 | Computer, Microprocessing, w/Flat Panel Monitor | 1 | VV | Desk top microprocessing computer. The unit shall consist of a central processing mini tower, flat panel monitor, keyboard, mouse and speakers. The system shall have the following minimum characteristics: a 2.8 GHz Pentium processor; 512 MB memory; 80GB hard drive; 32/48x CD-ROMDVD combo; 1.44MB network interface card; video 32 MB NVIDIA; a 18 inch flat panel monitor. The computer is used throughout the facility to input, manipulate and retrieve information.
3 - SB003 - Dlsys Ctr Visitor Waiting, Bldg Sprt | 3 - SB003 - Dlsys Ctr Visitor Waiting, Bldg Sprt | 3 - SB003 - Dlsys Ctr Visitor Waiting, Bldg Sprt | 3 - SB003 - Dlsys Ctr Visitor Waiting, Bldg Sprt | 3 - SB003 - Dlsys Ctr Visitor Waiting, Bldg Sprt
JSN | NAME | QTY | ACQ/INS | DESCRIPTION
A5077 | Dispenser, Hand Sanitizer, Hands-Free | 1 | VV | A touch free wall-mounted hand sanitizer dispenser. For use throughout a healthcare facility. Unit does not include the sanitizing liquid. Units are battery operated.
A6046 | Artwork, Decorative, With Frame | 1 | VV | This JSN is to be used for determining and defining location of decorative artwork.
F0206 | Chair, Side, Bariatric, With Arms | 1 | VV | A bariatric side chair with arms for use in a waiting room, lobby or other patient area. Chair will have a padded seat and back and have a capacity of 800 pounds.
F0305 | Chair, Waiting Room, Single | 1 | VV | Single seat waiting room chair with foam padded seat and back. Upholstered with either woven fabric textile or vinyl. Arms and floor glides included.
F2000 | Basket, Wastepaper, Fire Resistant | 1 | VV | Wastepaper basket, fire resistant, approximately 40 quart capacity. This unit is used to collect and temporarily store small quantities of paper refuse in patient rooms, administrative areas and nursing stations. Size and shape varies depending on the application and manufacturer selected.
F2300 | Rack, Magazine, Wall Mounted | 1 | VV | Wall mounted magazine rack with nine (9) magazine holding compartments.
F3200 | Clock, Battery, 12" Diameter | 1 | VV | Clock, 12" diameter. Round surface, easy to read numbers with sweep second hand. Wall mounted unit for use when impractical to install a fully synchronized clock system. Battery operated, (batteries not included).
4 - SS218 - Dlsys Ctr Administration Support Workstation, Stff Sprt | 4 - SS218 - Dlsys Ctr Administration Support Workstation, Stff Sprt | 4 - SS218 - Dlsys Ctr Administration Support Workstation, Stff Sprt | 4 - SS218 - Dlsys Ctr Administration Support Workstation, Stff Sprt | 4 - SS218 - Dlsys Ctr Administration Support Workstation, Stff Sprt
JSN | NAME | QTY | ACQ/INS | DESCRIPTION
A1010 | Telecommunication Outlet | 2 | VV | Telecommunication outlet location.
A1015 | Telephone, Desk, Multiple Line | 1 | VV | Telephone, desk, multiple line.
E0123 | Workstation, Straight, Free Standing, 72" W | 1 | VV | This JSN will provide a whole work station typical to quickly plan work in areas in clinical or administrative spaces. There will be a price decrease if typical work stations are used with vertical hanging strips instead of panels. THIS TYPICAL INCLUDES: 4 Standard Solid Panels 2 Panel Connectors, 2-Way Corner 1 Panel-to-Panel Connector 2 Finished End Hardware 1 Cantilevered, Work Surface 2 Lockable Flipper Units 2 Shelf, Storage/Displays 2 Lights 1 Tack board 1 Tool Rail 1 Paper Tray 1 Diagonal Tray 1 Adjustable Keyboard Tray 1 Mobile Pedestal, Box/File
F0275 | Chair, Swivel, High Back | 1 | VV | Highback contemporary swivel chair, 41" high X 23" wide X 23" deep with five (5) caster swivel base and arms. Chair may be used at desks or in conference rooms. Back and seat are foam padded and upholstered with either woven textile fabric or vinyl.
F0420 | Cabinet, Filing, Lateral, Half Height | 1 | VV | Half height two (2) or three (3) drawer lateral filing cabinet, 28" high X 42" wide X 18" deep with recessed handles, locking device and drawer label holders. Drawers are adaptable to either letter or legal size materials.
F2000 | Basket, Wastepaper, Fire Resistant | 1 | VV | Wastepaper basket, fire resistant, approximately 40 quart capacity. This unit is used to collect and temporarily store small quantities of paper refuse in patient rooms, administrative areas and nursing stations. Size and shape varies depending on the application and manufacturer selected.
M1801 | Computer, Microprocessing, w/Flat Panel Monitor | 1 | VV | Desk top microprocessing computer. The unit shall consist of a central processing mini tower, flat panel monitor, keyboard, mouse and speakers. The system shall have the following minimum characteristics: a 2.8 GHz Pentium processor; 512 MB memory; 80GB hard drive; 32/48x CD-ROMDVD combo; 1.44MB network interface card; video 32 MB NVIDIA; a 18 inch flat panel monitor. The computer is used throughout the facility to input, manipulate and retrieve information.
5 - SS218 - Dlsys Ctr Physician Workstation, Stff Sprt | 5 - SS218 - Dlsys Ctr Physician Workstation, Stff Sprt | 5 - SS218 - Dlsys Ctr Physician Workstation, Stff Sprt | 5 - SS218 - Dlsys Ctr Physician Workstation, Stff Sprt | 5 - SS218 - Dlsys Ctr Physician Workstation, Stff Sprt
JSN | NAME | QTY | ACQ/INS | DESCRIPTION
A1010 | Telecommunication Outlet | 2 | VV | Telecommunication outlet location.
A1015 | Telephone, Desk, Multiple Line | 1 | VV | Telephone, desk, multiple line.
E0123 | Workstation, Straight, Free Standing, 72" W | 1 | VV | This JSN will provide a whole work station typical to quickly plan work in areas in clinical or administrative spaces. There will be a price decrease if typical work stations are used with vertical hanging strips instead of panels. THIS TYPICAL INCLUDES: 4 Standard Solid Panels 2 Panel Connectors, 2-Way Corner 1 Panel-to-Panel Connector 2 Finished End Hardware 1 Cantilevered, Work Surface 2 Lockable Flipper Units 2 Shelf, Storage/Displays 2 Lights 1 Tack board 1 Tool Rail 1 Paper Tray 1 Diagonal Tray 1 Adjustable Keyboard Tray 1 Mobile Pedestal, Box/File
F0275 | Chair, Swivel, High Back | 1 | VV | Highback contemporary swivel chair, 41" high X 23" wide X 23" deep with five (5) caster swivel base and arms. Chair may be used at desks or in conference rooms. Back and seat are foam padded and upholstered with either woven textile fabric or vinyl.
F0420 | Cabinet, Filing, Lateral, Half Height | 1 | VV | Half height two (2) or three (3) drawer lateral filing cabinet, 28" high X 42" wide X 18" deep with recessed handles, locking device and drawer label holders. Drawers are adaptable to either letter or legal size materials.
F2000 | Basket, Wastepaper, Fire Resistant | 1 | VV | Wastepaper basket, fire resistant, approximately 40 quart capacity. This unit is used to collect and temporarily store small quantities of paper refuse in patient rooms, administrative areas and nursing stations. Size and shape varies depending on the application and manufacturer selected.
M1801 | Computer, Microprocessing, w/Flat Panel Monitor | 1 | VV | Desk top microprocessing computer. The unit shall consist of a central processing mini tower, flat panel monitor, keyboard, mouse and speakers. The system shall have the following minimum characteristics: a 2.8 GHz Pentium processor; 512 MB memory; 80GB hard drive; 32/48x CD-ROMDVD combo; 1.44MB network interface card; video 32 MB NVIDIA; a 18 inch flat panel monitor. The computer is used throughout the facility to input, manipulate and retrieve information.
6 - SS218 - Dlsys Ctr PA / Resident / Intern Workstation, Stff Sprt | 6 - SS218 - Dlsys Ctr PA / Resident / Intern Workstation, Stff Sprt | 6 - SS218 - Dlsys Ctr PA / Resident / Intern Workstation, Stff Sprt | 6 - SS218 - Dlsys Ctr PA / Resident / Intern Workstation, Stff Sprt | 6 - SS218 - Dlsys Ctr PA / Resident / Intern Workstation, Stff Sprt
JSN | NAME | QTY | ACQ/INS | DESCRIPTION
A1010 | Telecommunication Outlet | 2 | VV | Telecommunication outlet location.
A1015 | Telephone, Desk, Multiple Line | 1 | VV | Telephone, desk, multiple line.
E0123 | Workstation, Straight, Free Standing, 72" W | 1 | VV | This JSN will provide a whole work station typical to quickly plan work in areas in clinical or administrative spaces. There will be a price decrease if typical work stations are used with vertical hanging strips instead of panels. THIS TYPICAL INCLUDES: 4 Standard Solid Panels 2 Panel Connectors, 2-Way Corner 1 Panel-to-Panel Connector 2 Finished End Hardware 1 Cantilevered, Work Surface 2 Lockable Flipper Units 2 Shelf, Storage/Displays 2 Lights 1 Tack board 1 Tool Rail 1 Paper Tray 1 Diagonal Tray 1 Adjustable Keyboard Tray 1 Mobile Pedestal, Box/File
F0275 | Chair, Swivel, High Back | 1 | VV | Highback contemporary swivel chair, 41" high X 23" wide X 23" deep with five (5) caster swivel base and arms. Chair may be used at desks or in conference rooms. Back and seat are foam padded and upholstered with either woven textile fabric or vinyl.
F0420 | Cabinet, Filing, Lateral, Half Height | 1 | VV | Half height two (2) or three (3) drawer lateral filing cabinet, 28" high X 42" wide X 18" deep with recessed handles, locking device and drawer label holders. Drawers are adaptable to either letter or legal size materials.
F2000 | Basket, Wastepaper, Fire Resistant | 1 | VV | Wastepaper basket, fire resistant, approximately 40 quart capacity. This unit is used to collect and temporarily store small quantities of paper refuse in patient rooms, administrative areas and nursing stations. Size and shape varies depending on the application and manufacturer selected.
M1801 | Computer, Microprocessing, w/Flat Panel Monitor | 1 | VV | Desk top microprocessing computer. The unit shall consist of a central processing mini tower, flat panel monitor, keyboard, mouse and speakers. The system shall have the following minimum characteristics: a 2.8 GHz Pentium processor; 512 MB memory; 80GB hard drive; 32/48x CD-ROMDVD combo; 1.44MB network interface card; video 32 MB NVIDIA; a 18 inch flat panel monitor. The computer is used throughout the facility to input, manipulate and retrieve information.
7 - SS204 - Dlsys Ctr Chief Nurse Office, Stff Sprt | 7 - SS204 - Dlsys Ctr Chief Nurse Office, Stff Sprt | 7 - SS204 - Dlsys Ctr Chief Nurse Office, Stff Sprt | 7 - SS204 - Dlsys Ctr Chief Nurse Office, Stff Sprt | 7 - SS204 - Dlsys Ctr Chief Nurse Office, Stff Sprt
JSN | NAME | QTY | ACQ/INS | DESCRIPTION
A1010 | Telecommunication Outlet | 2 | VV | Telecommunication outlet location.
A1015 | Telephone, Desk, Multiple Line | 1 | VV | Telephone, desk, multiple line.
A5145 | Hook, Garment, Double, SS, Surface Mounted | 1 | CC | A surface mounted, satin finish stainless steel, double garment hook. Equipped with a concealed mounting bracket that is secured to a concealed wall plate. For general purpose use throughout the facility to hang various items of apparel.
E0078 | Workstation, L-Shaped w/Peninsula, Free Std, 78x72 | 1 | VV | This section will provide a whole work station typical to quickly plan work areas in clinical or administrative spaces. There will be a price decrease if typical work stations are used with vertical hanging strips instead of panels. THIS TYPICAL INCLUDES: 4 standard solid panels; 2 panel connectors, 2-way corner; 1 panel-to-panel connector; 2 finished end hardware; 1 cantilevered work surface; 1 peninsula work surface; 2 lockable flipper units; 2 shelf, storage/display; 2 lights; 1 tack board, 48"W; 1 tool rail, 30"W; 1 paper tray; 1 diagonal tray; 1 adjustable keyboard tray; 1 mobile pedestal, box/file.
F0110 | Bookcase, 3 Shelf | 1 | VV | Freestanding open metal shelf book case, approximately 60" high X 36" wide X 18" deep with three (3) adjustable shelves and four (4) non-marking floor glides.
F0205 | Chair, Side With Arms | 2 | VV | Upholstered side chair, 32" high X 21" wide X 23" deep with arms, padded seats and padded backs. Seat height is a minimum of 17". Available with or without sled base.
F0275 | Chair, Swivel, High Back | 1 | VV | Highback contemporary swivel chair, 41" high X 23" wide X 23" deep with five (5) caster swivel base and arms. Chair may be used at desks or in conference rooms. Back and seat are foam padded and upholstered with either woven textile fabric or vinyl.
F0420 | Cabinet, Filing, Lateral, Half Height | 1 | VV | Half height two (2) or three (3) drawer lateral filing cabinet, 28" high X 42" wide X 18" deep with recessed handles, locking device and drawer label holders. Drawers are adaptable to either letter or legal size materials.
F2000 | Basket, Wastepaper, Fire Resistant | 1 | VV | Wastepaper basket, fire resistant, approximately 40 quart capacity. This unit is used to collect and temporarily store small quantities of paper refuse in patient rooms, administrative areas and nursing stations. Size and shape varies depending on the application and manufacturer selected.
F3200 | Clock, Battery, 12" Diameter | 1 | VV | Clock, 12" diameter. Round surface, easy to read numbers with sweep second hand. Wall mounted unit for use when impractical to install a fully synchronized clock system. Battery operated, (batteries not included).
M1801 | Computer, Microprocessing, w/Flat Panel Monitor | 1 | VV | Desk top microprocessing computer. The unit shall consist of a central processing mini tower, flat panel monitor, keyboard, mouse and speakers. The system shall have the following minimum characteristics: a 2.8 GHz Pentium processor; 512 MB memory; 80GB hard drive; 32/48x CD-ROMDVD combo; 1.44MB network interface card; video 32 MB NVIDIA; a 18 inch flat panel monitor. The computer is used throughout the facility to input, manipulate and retrieve information.
8 - SS218 - Dlsys Ctr Chemist Workstation, Stff Sprt | 8 - SS218 - Dlsys Ctr Chemist Workstation, Stff Sprt | 8 - SS218 - Dlsys Ctr Chemist Workstation, Stff Sprt | 8 - SS218 - Dlsys Ctr Chemist Workstation, Stff Sprt | 8 - SS218 - Dlsys Ctr Chemist Workstation, Stff Sprt
JSN | NAME | QTY | ACQ/INS | DESCRIPTION
A1010 | Telecommunication Outlet | 2 | VV | Telecommunication outlet location.
A1015 | Telephone, Desk, Multiple Line | 1 | VV | Telephone, desk, multiple line.
E0123 | Workstation, Straight, Free Standing, 72" W | 1 | VV | This JSN will provide a whole work station typical to quickly plan work in areas in clinical or administrative spaces. There will be a price decrease if typical work stations are used with vertical hanging strips instead of panels. THIS TYPICAL INCLUDES: 4 Standard Solid Panels 2 Panel Connectors, 2-Way Corner 1 Panel-to-Panel Connector 2 Finished End Hardware 1 Cantilevered, Work Surface 2 Lockable Flipper Units 2 Shelf, Storage/Displays 2 Lights 1 Tack board 1 Tool Rail 1 Paper Tray 1 Diagonal Tray 1 Adjustable Keyboard Tray 1 Mobile Pedestal, Box/File
F0275 | Chair, Swivel, High Back | 1 | VV | Highback contemporary swivel chair, 41" high X 23" wide X 23" deep with five (5) caster swivel base and arms. Chair may be used at desks or in conference rooms. Back and seat are foam padded and upholstered with either woven textile fabric or vinyl.
F0420 | Cabinet, Filing, Lateral, Half Height | 1 | VV | Half height two (2) or three (3) drawer lateral filing cabinet, 28" high X 42" wide X 18" deep with recessed handles, locking device and drawer label holders. Drawers are adaptable to either letter or legal size materials.
F2000 | Basket, Wastepaper, Fire Resistant | 1 | VV | Wastepaper basket, fire resistant, approximately 40 quart capacity. This unit is used to collect and temporarily store small quantities of paper refuse in patient rooms, administrative areas and nursing stations. Size and shape varies depending on the application and manufacturer selected.
M1801 | Computer, Microprocessing, w/Flat Panel Monitor | 1 | VV | Desk top microprocessing computer. The unit shall consist of a central processing mini tower, flat panel monitor, keyboard, mouse and speakers. The system shall have the following minimum characteristics: a 2.8 GHz Pentium processor; 512 MB memory; 80GB hard drive; 32/48x CD-ROMDVD combo; 1.44MB network interface card; video 32 MB NVIDIA; a 18 inch flat panel monitor. The computer is used throughout the facility to input, manipulate and retrieve information.
9 - SS218 - Dlsys Ctr Dietician Workstation, Stff Sprt | 9 - SS218 - Dlsys Ctr Dietician Workstation, Stff Sprt | 9 - SS218 - Dlsys Ctr Dietician Workstation, Stff Sprt | 9 - SS218 - Dlsys Ctr Dietician Workstation, Stff Sprt | 9 - SS218 - Dlsys Ctr Dietician Workstation, Stff Sprt
JSN | NAME | QTY | ACQ/INS | DESCRIPTION
A1010 | Telecommunication Outlet | 2 | VV | Telecommunication outlet location.
A1015 | Telephone, Desk, Multiple Line | 1 | VV | Telephone, desk, multiple line.
E0123 | Workstation, Straight, Free Standing, 72" W | 1 | VV | This JSN will provide a whole work station typical to quickly plan work in areas in clinical or administrative spaces. There will be a price decrease if typical work stations are used with vertical hanging strips instead of panels. THIS TYPICAL INCLUDES: 4 Standard Solid Panels 2 Panel Connectors, 2-Way Corner 1 Panel-to-Panel Connector 2 Finished End Hardware 1 Cantilevered, Work Surface 2 Lockable Flipper Units 2 Shelf, Storage/Displays 2 Lights 1 Tack board 1 Tool Rail 1 Paper Tray 1 Diagonal Tray 1 Adjustable Keyboard Tray 1 Mobile Pedestal, Box/File
F0275 | Chair, Swivel, High Back | 1 | VV | Highback contemporary swivel chair, 41" high X 23" wide X 23" deep with five (5) caster swivel base and arms. Chair may be used at desks or in conference rooms. Back and seat are foam padded and upholstered with either woven textile fabric or vinyl.
F0420 | Cabinet, Filing, Lateral, Half Height | 1 | VV | Half height two (2) or three (3) drawer lateral filing cabinet, 28" high X 42" wide X 18" deep with recessed handles, locking device and drawer label holders. Drawers are adaptable to either letter or legal size materials.
F2000 | Basket, Wastepaper, Fire Resistant | 1 | VV | Wastepaper basket, fire resistant, approximately 40 quart capacity. This unit is used to collect and temporarily store small quantities of paper refuse in patient rooms, administrative areas and nursing stations. Size and shape varies depending on the application and manufacturer selected.
M1801 | Computer, Microprocessing, w/Flat Panel Monitor | 1 | VV | Desk top microprocessing computer. The unit shall consist of a central processing mini tower, flat panel monitor, keyboard, mouse and speakers. The system shall have the following minimum characteristics: a 2.8 GHz Pentium processor; 512 MB memory; 80GB hard drive; 32/48x CD-ROMDVD combo; 1.44MB network interface card; video 32 MB NVIDIA; a 18 inch flat panel monitor. The computer is used throughout the facility to input, manipulate and retrieve information.
10 - SS218 - Dlsys Ctr Social Worker Workstation, Stff Sprt | 10 - SS218 - Dlsys Ctr Social Worker Workstation, Stff Sprt | 10 - SS218 - Dlsys Ctr Social Worker Workstation, Stff Sprt | 10 - SS218 - Dlsys Ctr Social Worker Workstation, Stff Sprt | 10 - SS218 - Dlsys Ctr Social Worker Workstation, Stff Sprt
JSN | NAME | QTY | ACQ/INS | DESCRIPTION
A1010 | Telecommunication Outlet | 2 | VV | Telecommunication outlet location.
A1015 | Telephone, Desk, Multiple Line | 1 | VV | Telephone, desk, multiple line.
E0123 | Workstation, Straight, Free Standing, 72" W | 1 | VV | This JSN will provide a whole work station typical to quickly plan work in areas in clinical or administrative spaces. There will be a price decrease if typical work stations are used with vertical hanging strips instead of panels. THIS TYPICAL INCLUDES: 4 Standard Solid Panels 2 Panel Connectors, 2-Way Corner 1 Panel-to-Panel Connector 2 Finished End Hardware 1 Cantilevered, Work Surface 2 Lockable Flipper Units 2 Shelf, Storage/Displays 2 Lights 1 Tack board 1 Tool Rail 1 Paper Tray 1 Diagonal Tray 1 Adjustable Keyboard Tray 1 Mobile Pedestal, Box/File
F0275 | Chair, Swivel, High Back | 1 | VV | Highback contemporary swivel chair, 41" high X 23" wide X 23" deep with five (5) caster swivel base and arms. Chair may be used at desks or in conference rooms. Back and seat are foam padded and upholstered with either woven textile fabric or vinyl.
F0420 | Cabinet, Filing, Lateral, Half Height | 1 | VV | Half height two (2) or three (3) drawer lateral filing cabinet, 28" high X 42" wide X 18" deep with recessed handles, locking device and drawer label holders. Drawers are adaptable to either letter or legal size materials.
F2000 | Basket, Wastepaper, Fire Resistant | 1 | VV | Wastepaper basket, fire resistant, approximately 40 quart capacity. This unit is used to collect and temporarily store small quantities of paper refuse in patient rooms, administrative areas and nursing stations. Size and shape varies depending on the application and manufacturer selected.
M1801 | Computer, Microprocessing, w/Flat Panel Monitor | 1 | VV | Desk top microprocessing computer. The unit shall consist of a central processing mini tower, flat panel monitor, keyboard, mouse and speakers. The system shall have the following minimum characteristics: a 2.8 GHz Pentium processor; 512 MB memory; 80GB hard drive; 32/48x CD-ROMDVD combo; 1.44MB network interface card; video 32 MB NVIDIA; a 18 inch flat panel monitor. The computer is used throughout the facility to input, manipulate and retrieve information.
11 - SS218 - Dlsys Ctr Education Coordinator Workstation, Stff Sprt | 11 - SS218 - Dlsys Ctr Education Coordinator Workstation, Stff Sprt | 11 - SS218 - Dlsys Ctr Education Coordinator Workstation, Stff Sprt | 11 - SS218 - Dlsys Ctr Education Coordinator Workstation, Stff Sprt | 11 - SS218 - Dlsys Ctr Education Coordinator Workstation, Stff Sprt
JSN | NAME | QTY | ACQ/INS | DESCRIPTION
A1010 | Telecommunication Outlet | 2 | VV | Telecommunication outlet location.
A1015 | Telephone, Desk, Multiple Line | 1 | VV | Telephone, desk, multiple line.
E0123 | Workstation, Straight, Free Standing, 72" W | 1 | VV | This JSN will provide a whole work station typical to quickly plan work in areas in clinical or administrative spaces. There will be a price decrease if typical work stations are used with vertical hanging strips instead of panels. THIS TYPICAL INCLUDES: 4 Standard Solid Panels 2 Panel Connectors, 2-Way Corner 1 Panel-to-Panel Connector 2 Finished End Hardware 1 Cantilevered, Work Surface 2 Lockable Flipper Units 2 Shelf, Storage/Displays 2 Lights 1 Tack board 1 Tool Rail 1 Paper Tray 1 Diagonal Tray 1 Adjustable Keyboard Tray 1 Mobile Pedestal, Box/File
F0275 | Chair, Swivel, High Back | 1 | VV | Highback contemporary swivel chair, 41" high X 23" wide X 23" deep with five (5) caster swivel base and arms. Chair may be used at desks or in conference rooms. Back and seat are foam padded and upholstered with either woven textile fabric or vinyl.
F0420 | Cabinet, Filing, Lateral, Half Height | 1 | VV | Half height two (2) or three (3) drawer lateral filing cabinet, 28" high X 42" wide X 18" deep with recessed handles, locking device and drawer label holders. Drawers are adaptable to either letter or legal size materials.
F2000 | Basket, Wastepaper, Fire Resistant | 1 | VV | Wastepaper basket, fire resistant, approximately 40 quart capacity. This unit is used to collect and temporarily store small quantities of paper refuse in patient rooms, administrative areas and nursing stations. Size and shape varies depending on the application and manufacturer selected.
M1801 | Computer, Microprocessing, w/Flat Panel Monitor | 1 | VV | Desk top microprocessing computer. The unit shall consist of a central processing mini tower, flat panel monitor, keyboard, mouse and speakers. The system shall have the following minimum characteristics: a 2.8 GHz Pentium processor; 512 MB memory; 80GB hard drive; 32/48x CD-ROMDVD combo; 1.44MB network interface card; video 32 MB NVIDIA; a 18 inch flat panel monitor. The computer is used throughout the facility to input, manipulate and retrieve information.
12 - SS218 - Dlsys Ctr Clerical Workstation, Stff Sprt | 12 - SS218 - Dlsys Ctr Clerical Workstation, Stff Sprt | 12 - SS218 - Dlsys Ctr Clerical Workstation, Stff Sprt | 12 - SS218 - Dlsys Ctr Clerical Workstation, Stff Sprt | 12 - SS218 - Dlsys Ctr Clerical Workstation, Stff Sprt
JSN | NAME | QTY | ACQ/INS | DESCRIPTION
A1010 | Telecommunication Outlet | 2 | VV | Telecommunication outlet location.
A1015 | Telephone, Desk, Multiple Line | 1 | VV | Telephone, desk, multiple line.
E0123 | Workstation, Straight, Free Standing, 72" W | 1 | VV | This JSN will provide a whole work station typical to quickly plan work in areas in clinical or administrative spaces. There will be a price decrease if typical work stations are used with vertical hanging strips instead of panels. THIS TYPICAL INCLUDES: 4 Standard Solid Panels 2 Panel Connectors, 2-Way Corner 1 Panel-to-Panel Connector 2 Finished End Hardware 1 Cantilevered, Work Surface 2 Lockable Flipper Units 2 Shelf, Storage/Displays 2 Lights 1 Tack board 1 Tool Rail 1 Paper Tray 1 Diagonal Tray 1 Adjustable Keyboard Tray 1 Mobile Pedestal, Box/File
F0275 | Chair, Swivel, High Back | 1 | VV | Highback contemporary swivel chair, 41" high X 23" wide X 23" deep with five (5) caster swivel base and arms. Chair may be used at desks or in conference rooms. Back and seat are foam padded and upholstered with either woven textile fabric or vinyl.
F0420 | Cabinet, Filing, Lateral, Half Height | 1 | VV | Half height two (2) or three (3) drawer lateral filing cabinet, 28" high X 42" wide X 18" deep with recessed handles, locking device and drawer label holders. Drawers are adaptable to either letter or legal size materials.
F2000 | Basket, Wastepaper, Fire Resistant | 1 | VV | Wastepaper basket, fire resistant, approximately 40 quart capacity. This unit is used to collect and temporarily store small quantities of paper refuse in patient rooms, administrative areas and nursing stations. Size and shape varies depending on the application and manufacturer selected.
M1801 | Computer, Microprocessing, w/Flat Panel Monitor | 1 | VV | Desk top microprocessing computer. The unit shall consist of a central processing mini tower, flat panel monitor, keyboard, mouse and speakers. The system shall have the following minimum characteristics: a 2.8 GHz Pentium processor; 512 MB memory; 80GB hard drive; 32/48x CD-ROMDVD combo; 1.44MB network interface card; video 32 MB NVIDIA; a 18 inch flat panel monitor. The computer is used throughout the facility to input, manipulate and retrieve information.
13 - SS218 - Dlsys Ctr Assistant Chemist Workstation, Stff Sprt | 13 - SS218 - Dlsys Ctr Assistant Chemist Workstation, Stff Sprt | 13 - SS218 - Dlsys Ctr Assistant Chemist Workstation, Stff Sprt | 13 - SS218 - Dlsys Ctr Assistant Chemist Workstation, Stff Sprt | 13 - SS218 - Dlsys Ctr Assistant Chemist Workstation, Stff Sprt
JSN | NAME | QTY | ACQ/INS | DESCRIPTION
A1010 | Telecommunication Outlet | 2 | VV | Telecommunication outlet location.
A1015 | Telephone, Desk, Multiple Line | 1 | VV | Telephone, desk, multiple line.
E0123 | Workstation, Straight, Free Standing, 72" W | 1 | VV | This JSN will provide a whole work station typical to quickly plan work in areas in clinical or administrative spaces. There will be a price decrease if typical work stations are used with vertical hanging strips instead of panels. THIS TYPICAL INCLUDES: 4 Standard Solid Panels 2 Panel Connectors, 2-Way Corner 1 Panel-to-Panel Connector 2 Finished End Hardware 1 Cantilevered, Work Surface 2 Lockable Flipper Units 2 Shelf, Storage/Displays 2 Lights 1 Tack board 1 Tool Rail 1 Paper Tray 1 Diagonal Tray 1 Adjustable Keyboard Tray 1 Mobile Pedestal, Box/File
F0275 | Chair, Swivel, High Back | 1 | VV | Highback contemporary swivel chair, 41" high X 23" wide X 23" deep with five (5) caster swivel base and arms. Chair may be used at desks or in conference rooms. Back and seat are foam padded and upholstered with either woven textile fabric or vinyl.
F0420 | Cabinet, Filing, Lateral, Half Height | 1 | VV | Half height two (2) or three (3) drawer lateral filing cabinet, 28" high X 42" wide X 18" deep with recessed handles, locking device and drawer label holders. Drawers are adaptable to either letter or legal size materials.
F2000 | Basket, Wastepaper, Fire Resistant | 1 | VV | Wastepaper basket, fire resistant, approximately 40 quart capacity. This unit is used to collect and temporarily store small quantities of paper refuse in patient rooms, administrative areas and nursing stations. Size and shape varies depending on the application and manufacturer selected.
M1801 | Computer, Microprocessing, w/Flat Panel Monitor | 1 | VV | Desk top microprocessing computer. The unit shall consist of a central processing mini tower, flat panel monitor, keyboard, mouse and speakers. The system shall have the following minimum characteristics: a 2.8 GHz Pentium processor; 512 MB memory; 80GB hard drive; 32/48x CD-ROMDVD combo; 1.44MB network interface card; video 32 MB NVIDIA; a 18 inch flat panel monitor. The computer is used throughout the facility to input, manipulate and retrieve information.
14 - SS218 - Dlsys Ctr Assistant Dietitian Workstation, Stff Sprt | 14 - SS218 - Dlsys Ctr Assistant Dietitian Workstation, Stff Sprt | 14 - SS218 - Dlsys Ctr Assistant Dietitian Workstation, Stff Sprt | 14 - SS218 - Dlsys Ctr Assistant Dietitian Workstation, Stff Sprt | 14 - SS218 - Dlsys Ctr Assistant Dietitian Workstation, Stff Sprt
JSN | NAME | QTY | ACQ/INS | DESCRIPTION
A1010 | Telecommunication Outlet | 2 | VV | Telecommunication outlet location.
A1015 | Telephone, Desk, Multiple Line | 1 | VV | Telephone, desk, multiple line.
E0123 | Workstation, Straight, Free Standing, 72" W | 1 | VV | This JSN will provide a whole work station typical to quickly plan work in areas in clinical or administrative spaces. There will be a price decrease if typical work stations are used with vertical hanging strips instead of panels. THIS TYPICAL INCLUDES: 4 Standard Solid Panels 2 Panel Connectors, 2-Way Corner 1 Panel-to-Panel Connector 2 Finished End Hardware 1 Cantilevered, Work Surface 2 Lockable Flipper Units 2 Shelf, Storage/Displays 2 Lights 1 Tack board 1 Tool Rail 1 Paper Tray 1 Diagonal Tray 1 Adjustable Keyboard Tray 1 Mobile Pedestal, Box/File
F0275 | Chair, Swivel, High Back | 1 | VV | Highback contemporary swivel chair, 41" high X 23" wide X 23" deep with five (5) caster swivel base and arms. Chair may be used at desks or in conference rooms. Back and seat are foam padded and upholstered with either woven textile fabric or vinyl.
F0420 | Cabinet, Filing, Lateral, Half Height | 1 | VV | Half height two (2) or three (3) drawer lateral filing cabinet, 28" high X 42" wide X 18" deep with recessed handles, locking device and drawer label holders. Drawers are adaptable to either letter or legal size materials.
F2000 | Basket, Wastepaper, Fire Resistant | 1 | VV | Wastepaper basket, fire resistant, approximately 40 quart capacity. This unit is used to collect and temporarily store small quantities of paper refuse in patient rooms, administrative areas and nursing stations. Size and shape varies depending on the application and manufacturer selected.
M1801 | Computer, Microprocessing, w/Flat Panel Monitor | 1 | VV | Desk top microprocessing computer. The unit shall consist of a central processing mini tower, flat panel monitor, keyboard, mouse and speakers. The system shall have the following minimum characteristics: a 2.8 GHz Pentium processor; 512 MB memory; 80GB hard drive; 32/48x CD-ROMDVD combo; 1.44MB network interface card; video 32 MB NVIDIA; a 18 inch flat panel monitor. The computer is used throughout the facility to input, manipulate and retrieve information.
15 - SS218 - Dlsys Ctr Assistant Education Coordinator Workstation, Stff Sprt | 15 - SS218 - Dlsys Ctr Assistant Education Coordinator Workstation, Stff Sprt | 15 - SS218 - Dlsys Ctr Assistant Education Coordinator Workstation, Stff Sprt | 15 - SS218 - Dlsys Ctr Assistant Education Coordinator Workstation, Stff Sprt | 15 - SS218 - Dlsys Ctr Assistant Education Coordinator Workstation, Stff Sprt
JSN | NAME | QTY | ACQ/INS | DESCRIPTION
A1010 | Telecommunication Outlet | 2 | VV | Telecommunication outlet location.
A1015 | Telephone, Desk, Multiple Line | 1 | VV | Telephone, desk, multiple line.
E0123 | Workstation, Straight, Free Standing, 72" W | 1 | VV | This JSN will provide a whole work station typical to quickly plan work in areas in clinical or administrative spaces. There will be a price decrease if typical work stations are used with vertical hanging strips instead of panels. THIS TYPICAL INCLUDES: 4 Standard Solid Panels 2 Panel Connectors, 2-Way Corner 1 Panel-to-Panel Connector 2 Finished End Hardware 1 Cantilevered, Work Surface 2 Lockable Flipper Units 2 Shelf, Storage/Displays 2 Lights 1 Tack board 1 Tool Rail 1 Paper Tray 1 Diagonal Tray 1 Adjustable Keyboard Tray 1 Mobile Pedestal, Box/File
F0275 | Chair, Swivel, High Back | 1 | VV | Highback contemporary swivel chair, 41" high X 23" wide X 23" deep with five (5) caster swivel base and arms. Chair may be used at desks or in conference rooms. Back and seat are foam padded and upholstered with either woven textile fabric or vinyl.
F0420 | Cabinet, Filing, Lateral, Half Height | 1 | VV | Half height two (2) or three (3) drawer lateral filing cabinet, 28" high X 42" wide X 18" deep with recessed handles, locking device and drawer label holders. Drawers are adaptable to either letter or legal size materials.
F2000 | Basket, Wastepaper, Fire Resistant | 1 | VV | Wastepaper basket, fire resistant, approximately 40 quart capacity. This unit is used to collect and temporarily store small quantities of paper refuse in patient rooms, administrative areas and nursing stations. Size and shape varies depending on the application and manufacturer selected.
M1801 | Computer, Microprocessing, w/Flat Panel Monitor | 1 | VV | Desk top microprocessing computer. The unit shall consist of a central processing mini tower, flat panel monitor, keyboard, mouse and speakers. The system shall have the following minimum characteristics: a 2.8 GHz Pentium processor; 512 MB memory; 80GB hard drive; 32/48x CD-ROMDVD combo; 1.44MB network interface card; video 32 MB NVIDIA; a 18 inch flat panel monitor. The computer is used throughout the facility to input, manipulate and retrieve information.
16 - SS218 - Dlsys Ctr Lead Technician Workstation, Stff Sprt | 16 - SS218 - Dlsys Ctr Lead Technician Workstation, Stff Sprt | 16 - SS218 - Dlsys Ctr Lead Technician Workstation, Stff Sprt | 16 - SS218 - Dlsys Ctr Lead Technician Workstation, Stff Sprt | 16 - SS218 - Dlsys Ctr Lead Technician Workstation, Stff Sprt
JSN | NAME | QTY | ACQ/INS | DESCRIPTION
A1010 | Telecommunication Outlet | 2 | VV | Telecommunication outlet location.
A1015 | Telephone, Desk, Multiple Line | 1 | VV | Telephone, desk, multiple line.
E0123 | Workstation, Straight, Free Standing, 72" W | 1 | VV | This JSN will provide a whole work station typical to quickly plan work in areas in clinical or administrative spaces. There will be a price decrease if typical work stations are used with vertical hanging strips instead of panels. THIS TYPICAL INCLUDES: 4 Standard Solid Panels 2 Panel Connectors, 2-Way Corner 1 Panel-to-Panel Connector 2 Finished End Hardware 1 Cantilevered, Work Surface 2 Lockable Flipper Units 2 Shelf, Storage/Displays 2 Lights 1 Tack board 1 Tool Rail 1 Paper Tray 1 Diagonal Tray 1 Adjustable Keyboard Tray 1 Mobile Pedestal, Box/File
F0275 | Chair, Swivel, High Back | 1 | VV | Highback contemporary swivel chair, 41" high X 23" wide X 23" deep with five (5) caster swivel base and arms. Chair may be used at desks or in conference rooms. Back and seat are foam padded and upholstered with either woven textile fabric or vinyl.
F0420 | Cabinet, Filing, Lateral, Half Height | 1 | VV | Half height two (2) or three (3) drawer lateral filing cabinet, 28" high X 42" wide X 18" deep with recessed handles, locking device and drawer label holders. Drawers are adaptable to either letter or legal size materials.
F2000 | Basket, Wastepaper, Fire Resistant | 1 | VV | Wastepaper basket, fire resistant, approximately 40 quart capacity. This unit is used to collect and temporarily store small quantities of paper refuse in patient rooms, administrative areas and nursing stations. Size and shape varies depending on the application and manufacturer selected.
M1801 | Computer, Microprocessing, w/Flat Panel Monitor | 1 | VV | Desk top microprocessing computer. The unit shall consist of a central processing mini tower, flat panel monitor, keyboard, mouse and speakers. The system shall have the following minimum characteristics: a 2.8 GHz Pentium processor; 512 MB memory; 80GB hard drive; 32/48x CD-ROMDVD combo; 1.44MB network interface card; video 32 MB NVIDIA; a 18 inch flat panel monitor. The computer is used throughout the facility to input, manipulate and retrieve information.
17 - SS216 - Dlsys Ctr Student / Trainee Workstation, Stff Sprt | 17 - SS216 - Dlsys Ctr Student / Trainee Workstation, Stff Sprt | 17 - SS216 - Dlsys Ctr Student / Trainee Workstation, Stff Sprt | 17 - SS216 - Dlsys Ctr Student / Trainee Workstation, Stff Sprt | 17 - SS216 - Dlsys Ctr Student / Trainee Workstation, Stff Sprt
JSN | NAME | QTY | ACQ/INS | DESCRIPTION
F0275 | Chair, Swivel, High Back | 1 | VV | Highback contemporary swivel chair, 41" high X 23" wide X 23" deep with five (5) caster swivel base and arms. Chair may be used at desks or in conference rooms. Back and seat are foam padded and upholstered with either woven textile fabric or vinyl.
F0715 | Carrel, Study Table | 1 | VV | Study carrel with table. Equipped with shelf for one (1) 12" monitor and book shelf, wire access grommets, built-in cable chase for wire management and adjustable floor glides. A convenience outlet is required at point of use to service computer equipment if used. Work surface is 29" high.
M1801 | Computer, Microprocessing, w/Flat Panel Monitor | 1 | VV | Desk top microprocessing computer. The unit shall consist of a central processing mini tower, flat panel monitor, keyboard, mouse and speakers. The system shall have the following minimum characteristics: a 2.8 GHz Pentium processor; 512 MB memory; 80GB hard drive; 32/48x CD-ROMDVD combo; 1.44MB network interface card; video 32 MB NVIDIA; a 18 inch flat panel monitor. The computer is used throughout the facility to input, manipulate and retrieve information.
18 - SS218 - Dlsys Ctr Support Technician Workstation, Stff Sprt | 18 - SS218 - Dlsys Ctr Support Technician Workstation, Stff Sprt | 18 - SS218 - Dlsys Ctr Support Technician Workstation, Stff Sprt | 18 - SS218 - Dlsys Ctr Support Technician Workstation, Stff Sprt | 18 - SS218 - Dlsys Ctr Support Technician Workstation, Stff Sprt
JSN | NAME | QTY | ACQ/INS | DESCRIPTION
A1010 | Telecommunication Outlet | 2 | VV | Telecommunication outlet location.
A1015 | Telephone, Desk, Multiple Line | 1 | VV | Telephone, desk, multiple line.
E0123 | Workstation, Straight, Free Standing, 72" W | 1 | VV | This JSN will provide a whole work station typical to quickly plan work in areas in clinical or administrative spaces. There will be a price decrease if typical work stations are used with vertical hanging strips instead of panels. THIS TYPICAL INCLUDES: 4 Standard Solid Panels 2 Panel Connectors, 2-Way Corner 1 Panel-to-Panel Connector 2 Finished End Hardware 1 Cantilevered, Work Surface 2 Lockable Flipper Units 2 Shelf, Storage/Displays 2 Lights 1 Tack board 1 Tool Rail 1 Paper Tray 1 Diagonal Tray 1 Adjustable Keyboard Tray 1 Mobile Pedestal, Box/File
F0275 | Chair, Swivel, High Back | 1 | VV | Highback contemporary swivel chair, 41" high X 23" wide X 23" deep with five (5) caster swivel base and arms. Chair may be used at desks or in conference rooms. Back and seat are foam padded and upholstered with either woven textile fabric or vinyl.
F0420 | Cabinet, Filing, Lateral, Half Height | 1 | VV | Half height two (2) or three (3) drawer lateral filing cabinet, 28" high X 42" wide X 18" deep with recessed handles, locking device and drawer label holders. Drawers are adaptable to either letter or legal size materials.
F2000 | Basket, Wastepaper, Fire Resistant | 1 | VV | Wastepaper basket, fire resistant, approximately 40 quart capacity. This unit is used to collect and temporarily store small quantities of paper refuse in patient rooms, administrative areas and nursing stations. Size and shape varies depending on the application and manufacturer selected.
M1801 | Computer, Microprocessing, w/Flat Panel Monitor | 1 | VV | Desk top microprocessing computer. The unit shall consist of a central processing mini tower, flat panel monitor, keyboard, mouse and speakers. The system shall have the following minimum characteristics: a 2.8 GHz Pentium processor; 512 MB memory; 80GB hard drive; 32/48x CD-ROMDVD combo; 1.44MB network interface card; video 32 MB NVIDIA; a 18 inch flat panel monitor. The computer is used throughout the facility to input, manipulate and retrieve information.
19 - SS218 - Dlsys Ctr Laboratory Technician Workstation, Stff Sprt | 19 - SS218 - Dlsys Ctr Laboratory Technician Workstation, Stff Sprt | 19 - SS218 - Dlsys Ctr Laboratory Technician Workstation, Stff Sprt | 19 - SS218 - Dlsys Ctr Laboratory Technician Workstation, Stff Sprt | 19 - SS218 - Dlsys Ctr Laboratory Technician Workstation, Stff Sprt
JSN | NAME | QTY | ACQ/INS | DESCRIPTION
A1010 | Telecommunication Outlet | 2 | VV | Telecommunication outlet location.
A1015 | Telephone, Desk, Multiple Line | 1 | VV | Telephone, desk, multiple line.
E0123 | Workstation, Straight, Free Standing, 72" W | 1 | VV | This JSN will provide a whole work station typical to quickly plan work in areas in clinical or administrative spaces. There will be a price decrease if typical work stations are used with vertical hanging strips instead of panels. THIS TYPICAL INCLUDES: 4 Standard Solid Panels 2 Panel Connectors, 2-Way Corner 1 Panel-to-Panel Connector 2 Finished End Hardware 1 Cantilevered, Work Surface 2 Lockable Flipper Units 2 Shelf, Storage/Displays 2 Lights 1 Tack board 1 Tool Rail 1 Paper Tray 1 Diagonal Tray 1 Adjustable Keyboard Tray 1 Mobile Pedestal, Box/File
F0275 | Chair, Swivel, High Back | 1 | VV | Highback contemporary swivel chair, 41" high X 23" wide X 23" deep with five (5) caster swivel base and arms. Chair may be used at desks or in conference rooms. Back and seat are foam padded and upholstered with either woven textile fabric or vinyl.
F0420 | Cabinet, Filing, Lateral, Half Height | 1 | VV | Half height two (2) or three (3) drawer lateral filing cabinet, 28" high X 42" wide X 18" deep with recessed handles, locking device and drawer label holders. Drawers are adaptable to either letter or legal size materials.
F2000 | Basket, Wastepaper, Fire Resistant | 1 | VV | Wastepaper basket, fire resistant, approximately 40 quart capacity. This unit is used to collect and temporarily store small quantities of paper refuse in patient rooms, administrative areas and nursing stations. Size and shape varies depending on the application and manufacturer selected.
M1801 | Computer, Microprocessing, w/Flat Panel Monitor | 1 | VV | Desk top microprocessing computer. The unit shall consist of a central processing mini tower, flat panel monitor, keyboard, mouse and speakers. The system shall have the following minimum characteristics: a 2.8 GHz Pentium processor; 512 MB memory; 80GB hard drive; 32/48x CD-ROMDVD combo; 1.44MB network interface card; video 32 MB NVIDIA; a 18 inch flat panel monitor. The computer is used throughout the facility to input, manipulate and retrieve information.
20 - SS111 - Dlsys Ctr Resident / Staff Training Room, Educ Svc | 20 - SS111 - Dlsys Ctr Resident / Staff Training Room, Educ Svc | 20 - SS111 - Dlsys Ctr Resident / Staff Training Room, Educ Svc | 20 - SS111 - Dlsys Ctr Resident / Staff Training Room, Educ Svc | 20 - SS111 - Dlsys Ctr Resident / Staff Training Room, Educ Svc
JSN | NAME | QTY | ACQ/INS | DESCRIPTION
A1010 | Telecommunication Outlet | 3 | VV | Telecommunication outlet location.
F0115 | Bookcase, Open, 5 Shelf | 1 | VV | Freestanding open shelf bookcase, approximately 82" high X 37" wide X 18" deep with 5 (five) adjustable shelves. Unit can be separate or part of a system with available add-on shelving.
F0300 | Chair, Task, Swivel, With Arms | 6 | VV | Task chair, approximately 34" H X 26" W X 22" D with adjustable arms and a five caster adjustable swivel base. Seat and back are foam padded and upholstered in woven fabric or vinyl.
F0780 | Table, Work, 60W x 30D | 6 | VV | Work table approximately 29" high X 60" wide X 30" deep with top and four (4) non-folding legs.
F2000 | Basket, Wastepaper, Fire Resistant | 1 | VV | Wastepaper basket, fire resistant, approximately 40 quart capacity. This unit is used to collect and temporarily store small quantities of paper refuse in patient rooms, administrative areas and nursing stations. Size and shape varies depending on the application and manufacturer selected.
F3200 | Clock, Battery, 12" Diameter | 1 | VV | Clock, 12" diameter. Round surface, easy to read numbers with sweep second hand. Wall mounted unit for use when impractical to install a fully synchronized clock system. Battery operated, (batteries not included).
M1801 | Computer, Microprocessing, w/Flat Panel Monitor | 6 | VV | Desk top microprocessing computer. The unit shall consist of a central processing mini tower, flat panel monitor, keyboard, mouse and speakers. The system shall have the following minimum characteristics: a 2.8 GHz Pentium processor; 512 MB memory; 80GB hard drive; 32/48x CD-ROMDVD combo; 1.44MB network interface card; video 32 MB NVIDIA; a 18 inch flat panel monitor. The computer is used throughout the facility to input, manipulate and retrieve information.
21 - SS262 - Dlsys Ctr Staff Breakroom, Stff Sprt | 21 - SS262 - Dlsys Ctr Staff Breakroom, Stff Sprt | 21 - SS262 - Dlsys Ctr Staff Breakroom, Stff Sprt | 21 - SS262 - Dlsys Ctr Staff Breakroom, Stff Sprt | 21 - SS262 - Dlsys Ctr Staff Breakroom, Stff Sprt
JSN | NAME | QTY | ACQ/INS | DESCRIPTION
A1010 | Telecommunication Outlet | 1 | VV | Telecommunication outlet location.
A1012 | Telephone, Wall Mounted, 1 Line | 1 | VV | Telephone, wall mounted, 1 line.
A1080 | Mirror, Posture, Wall Mounted | 1 | CC | Wall mounted posture mirror. Consists of a 1/4" plate glass in a sturdy corrosion resistant frame with water proof back. For educational and therapy programs.
A5075 | Dispenser, Soap, Disposable | 1 | VV | Disposable soap dispenser. One-handed dispensing operation. Designed to accommodate disposable soap cartridge and valve.
A5080 | Dispenser, Paper Towel, SS, Surface Mounted | 1 | CC | A surface mounted, satin finish stainless steel, single-fold, paper towel dispenser. Dispenser features: tumbler lock; front hinged at bottom; and refill indicator slot. Minimum capacity 400 single-fold paper towels. For general purpose use throughout the facility.
A5145 | Hook, Garment, Double, SS, Surface Mounted | 1 | CC | A surface mounted, satin finish stainless steel, double garment hook. Equipped with a concealed mounting bracket that is secured to a concealed wall plate. For general purpose use throughout the facility to hang various items of apparel.
A5210 | Bracket, Television, Wall Mounted, w/Adjust Arm | 1 | VV | Wall mounted television bracket with adjustable arm. Consists of movable arm with minimum 120 degree swivel. Designed for holding wall mounted, flat panel television units in patient rooms.
A5220 | Bracket, Television, Wall Backing | 1 | CC | Wall mounted television bracket backing which provides additional support and strength for the installation of the television bracket. Option available for interior or exterior plate and sized for 12” 16” or 24” stud spacing.
C02C0 | Cabinet, U/C/B, 1 Shelf, 1 Drawer, 1 DO, 36x24x22 | 1 | CC | Standing height under counter base cabinet with an adjustable shelf and a full width drawer above a solid right or left-hinged door (appropriate door hinge configuration to be indicated on equipment elevation drawings). Also referred to as a combination cabinet or a drawer and cupboard cabinet. For general purpose use throughout the facility.
C02D0 | Cabinet, U/C/B, 4 Drawer, 36x24x22 | 1 | CC | Standing height under counter base cabinet with four full width drawers of equal height. Also referred to as a drawer cabinet. For general purpose use throughout the facility.
C04P0 | Cabinet, Sink, U/C/B, 2 Door, 36x36x22 | 1 | CC | Standing height under counter base sink cabinet with solid hinged doors. Also referred to as a double-door sink cabinet. For general purpose use throughout the facility where a sink is to be used. Coordinate actual clear cabinet dimension with the actual outside dimension of sink that is specified to ensure that they are compatible.
CB020 | Cabinet, W/H, 2 Shelf, 1 DO, Sloping Top, 38x24x13 | 2 | CC | Wall hung cabinet with two adjustable shelves, solid right or left-hinged door (appropriate door hinge configuration to be indicated on equipment elevation drawings), and sloping top. Also referred to as a solid hinged single door case. For general purpose use throughout the facility.
CS010 | Sink, SS, Single Compartment, 7.5x12x12 ID | 1 | CC | Single compartment stainless steel sink, drop-in, self-rimming, ledge-type, connected with a drain and provided with a mixing faucet. It shall also be provided with pre-punched fixture holes on 4" center, integral back ledge to accommodate deck-mounted fixtures, brushed/polished interior and top surfaces, and sound deadened. Recommended for use in suspended or U/C/B sink cabinets having a high plastic laminate or Chemsurf laminate countertop/work surface. For general purpose use throughout the facility.
CT020 | Countertop, Solid Surface | 7 | CC | A solid, nonporous countertop with a smooth seamless appearance. Easy to clean and maintain and with proper cleaning does not support the growth of mold. An acrylic-based solid surface product. Standard thickness of 1", and a 4" butt backsplash/curb. Also referred to as a work surface or work top. Available in a choice of colors and depths. Used in lab and other hospital areas requiring optimum physical and chemical resisting properties.
F0225 | Chair, Dining Room | 4 | VV | Dining room chair with glides. Chair has straight legs with cushioned cloth or vinyl seat.
F0795 | Table, Dining | 1 | VV | Dining table. Round 42" diameter or square 42" X 42". Used in dining facilities and can comfortably seat up to four (4) persons.
F2015 | Basket, Wastepaper, Metal/Plastic,2 Swinging Doors | 1 | VV | Metal receptacle for soiled / used towels or waste. Equipped with a removable tapered top with two independently operating self-closing, spring hinged doors. Used in public facilities for the collection and temporary storage of refuse.
F3065 | Whiteboard/Bulletin Board, Combination | 1 | VV | A combination whiteboard and bulletin board, half LCS and half cork. Available with either aluminum or wood frame. It can be used in patient rooms or in any appropriate space in the facility.
F3200 | Clock, Battery, 12" Diameter | 1 | VV | Clock, 12" diameter. Round surface, easy to read numbers with sweep second hand. Wall mounted unit for use when impractical to install a fully synchronized clock system. Battery operated, (batteries not included).
K1552 | Brewer, Coffee, Auto, Elect, 3 Burner, Front/Back | 1 | VV | Space saving front to back automatic coffee maker. This unit includes a heating tank, connection for a cold water supply, decanter service with three burners, funnel and a water flow controller. The unit is used for semi-automatic coffee brewing in cafeterias and commercial institutions. The unit automatically shuts off the water flow when enough has passed through to fill the pot. The unit is normally provided plumbed with a hot water faucet to the side for making other hot drinks (tea, cider, cocoa, etc.). The database height dimension does not include the clearance for coffee decanters warming on the upper burners.
K4665 | Oven, Microwave, Consumer | 1 | VV | Counter mounted microwave oven for average duty use. The exterior cabinet can be metal or heavy duty impact resistant plastic. The oven delivers instant energy for rapid heating, defrosting or prime cooking. The oven has touch pad controls, digital timer, power level selector and preprogrammed selectors for commonly cooked items. This oven is commonly found in staff lounges.
M0515 | Television, HD, 40" Class | 1 | VV | High definition (HDTV) multimedia flat panel LED 40" class display television. The TV will have a 16:9 wide screen aspect ratio, minimum of 1920 x 1080 display resolution, digital tuner, minimum refresh rate of 60Hz, minimum of two HDMI ports and 1 USB port ENERGY STAR certified.
R7250 | Refrigerator/Freezer, 20 Cubic Feet | 1 | VV | Refrigerator/freezer unit. This type unit includes a food saver system that helps keep food fresher. It also includes roll out wheels and is equipped for an optional automatic icemaker. This unit is of commercial or residential design and use.
22 - SS282 - Dlsys Ctr Female Staff Locker Room, Stff Sprt | 22 - SS282 - Dlsys Ctr Female Staff Locker Room, Stff Sprt | 22 - SS282 - Dlsys Ctr Female Staff Locker Room, Stff Sprt | 22 - SS282 - Dlsys Ctr Female Staff Locker Room, Stff Sprt | 22 - SS282 - Dlsys Ctr Female Staff Locker Room, Stff Sprt
JSN | NAME | QTY | ACQ/INS | DESCRIPTION
A1010 | Telecommunication Outlet | 1 | VV | Telecommunication outlet location.
A1012 | Telephone, Wall Mounted, 1 Line | 1 | VV | Telephone, wall mounted, 1 line.
A1030 | Locker, 2 Person, Over/Under | 8 | VV | Two person locker, double tier, 72Hx12Wx18D. This unit includes hooks for coats and hats. Door equipped with safety guard handles. Designed for storage of coats, hats, and other personal belongings. Other width and depths are available.
A1080 | Mirror, Posture, Wall Mounted | 1 | CC | Wall mounted posture mirror. Consists of a 1/4" plate glass in a sturdy corrosion resistant frame with water proof back. For educational and therapy programs.
A5020 | Bench, Locker Room, Floor Mounted | 1 | CC | Locker room bench. Floor mounting -1-1/4" thick. Benches are sanded smooth with two coats of moisture-resistant sealer to ensure a protective, satin gloss surface, and mounted on strong steel pedestal anchored to the floor. Over all height of 18" includes pedestal. Size as required.
F2000 | Basket, Wastepaper, Fire Resistant | 1 | VV | Wastepaper basket, fire resistant, approximately 40 quart capacity. This unit is used to collect and temporarily store small quantities of paper refuse in patient rooms, administrative areas and nursing stations. Size and shape varies depending on the application and manufacturer selected.
F3200 | Clock, Battery, 12" Diameter | 1 | VV | Clock, 12" diameter. Round surface, easy to read numbers with sweep second hand. Wall mounted unit for use when impractical to install a fully synchronized clock system. Battery operated, (batteries not included).
23 - SB191 - Dlsys Ctr Female Staff Toilet, Bldg Sprt | 23 - SB191 - Dlsys Ctr Female Staff Toilet, Bldg Sprt | 23 - SB191 - Dlsys Ctr Female Staff Toilet, Bldg Sprt | 23 - SB191 - Dlsys Ctr Female Staff Toilet, Bldg Sprt | 23 - SB191 - Dlsys Ctr Female Staff Toilet, Bldg Sprt
JSN | NAME | QTY | ACQ/INS | DESCRIPTION
A1067 | Mirror, Float Glass, ADA Accessible | 1 | CC | A high quality 1/4" polished float glass mirror with a stainless steel frame. Frame holds mirror in a tilted position for accessibility and compliance with ADA requirements. Mirror has a galvanized steel back secured to frame with concealed screws with integral horizontal hanging brackets. Mirror shall be approximately 18" wide and 36" high. Other sizes are available.
A4995 | Table, Diaper Changing, Wall Mounted | 1 | CC | Wall mounted diaper changing table for use in public restrooms. Unit is a fold down system that folds upward when not in use for minimal intrusion into the room. Changing surface is contoured and has safety belt to insure that an infant will not fall from the table. Table is designed to hold no less than 250 pounds static weight. Closed dimensions are approximately 21" H x 36" W x 5" D. Open dimensions vary according to style. One system's open dimensions are 15 " high, 32" wide and 19" deep.
A5075 | Dispenser, Soap, Disposable | 1 | VV | Disposable soap dispenser. One-handed dispensing operation. Designed to accommodate disposable soap cartridge and valve.
A5082 | Dispenser, Paper Towel, Sensor, Hands Free | 1 | CC | A surface mounted, sensor activated, automatic, roll paper towel dispenser. The unit dispenses a paper towel automatically only when hands are place in position below the dispenser for maximum sanitation and hygiene. May include adjustable settings for sheet length, time delay, and sensor range. Unit is battery operated or with optional AC power adapter.
A5090 | Disposal, Sanitary Napkin, SS, Surface Mounted | 1 | CC | A surface mounted, satin finish stainless steel, sanitary napkin disposal. Disposal features a flip-up cover, secured to the container by a heavy duty stainless steel piano-hinge. Disposal may be secured to wall or toilet partition. For general purpose use in female toilet stalls or rooms and uni-sex toilet rooms.
A5109 | Grab Bar, 1-1/4" Dia., SS, 2 Wall, W/C Accessible | 1 | CC | A 1-1/4" diameter, satin finish stainless steel, peened gripping surface, 2 wall toilet stall/ room, grab bar with concealed mounting flanges. Snap over flanges are provided to conceal mounting screws. A selection of mounting kits and concealed anchor devices are available from the manufacturers for different types of installations. Grab bar shall comply with barrier-free accessibility guidelines for structural strength. For typical water closet applications in toilet stalls and rooms where ADA (American's With Disabilities Act) requirements must be met.
A5145 | Hook, Garment, Double, SS, Surface Mounted | 1 | CC | A surface mounted, satin finish stainless steel, double garment hook. Equipped with a concealed mounting bracket that is secured to a concealed wall plate. For general purpose use throughout the facility to hang various items of apparel.
A5200 | Dispenser, Toilet Tissue, SS, 2-Roll, Surface Mntd | 1 | CC | A concealed surface mounted, double roll, satin finish stainless steel, toilet tissue dispenser. Unit accommodates two standard-core toilet tissue rolls through 5" in diameter. Spindles are chrome plated plastic with a heavy-duty internal spring and turn freely for non-controlled delivery. For general purpose use in restrooms.
F2010 | Basket, Wastepaper, Step-On | 1 | VV | "Step-on" wastepaper basket with inner liner and foot petal activated flip top.
P3200 | Lavatory, Vitreous China, Slab Type w/Sens Op Fauc | 1 | CC | Wall mounted, slab type, vitreous china, lavatory (approximately 7 x 15 x 10 inches) with faucet holes on 4 inch centers; electronic sensor operated, goose neck spout and grid strainer. It shall be suitable for use in clinics, offices and patient care areas.
P9050 | Toilet, Wall Hung, Siphon Jet | 1 | CC | Siphon jet water closet/ toilet. This unit is wall hung with an elongated bowl, top spud flushometer, seat with open front and check hinge, and carrier. Used in restrooms throughout the health care facility.
24 - SS282 - Dlsys Ctr Male Staff Locker Room, Stff Sprt | 24 - SS282 - Dlsys Ctr Male Staff Locker Room, Stff Sprt | 24 - SS282 - Dlsys Ctr Male Staff Locker Room, Stff Sprt | 24 - SS282 - Dlsys Ctr Male Staff Locker Room, Stff Sprt | 24 - SS282 - Dlsys Ctr Male Staff Locker Room, Stff Sprt
JSN | NAME | QTY | ACQ/INS | DESCRIPTION
A1010 | Telecommunication Outlet | 1 | VV | Telecommunication outlet location.
A1012 | Telephone, Wall Mounted, 1 Line | 1 | VV | Telephone, wall mounted, 1 line.
A1030 | Locker, 2 Person, Over/Under | 8 | VV | Two person locker, double tier, 72Hx12Wx18D. This unit includes hooks for coats and hats. Door equipped with safety guard handles. Designed for storage of coats, hats, and other personal belongings. Other width and depths are available.
A1080 | Mirror, Posture, Wall Mounted | 1 | CC | Wall mounted posture mirror. Consists of a 1/4" plate glass in a sturdy corrosion resistant frame with water proof back. For educational and therapy programs.
A5020 | Bench, Locker Room, Floor Mounted | 1 | CC | Locker room bench. Floor mounting -1-1/4" thick. Benches are sanded smooth with two coats of moisture-resistant sealer to ensure a protective, satin gloss surface, and mounted on strong steel pedestal anchored to the floor. Over all height of 18" includes pedestal. Size as required.
F2000 | Basket, Wastepaper, Fire Resistant | 1 | VV | Wastepaper basket, fire resistant, approximately 40 quart capacity. This unit is used to collect and temporarily store small quantities of paper refuse in patient rooms, administrative areas and nursing stations. Size and shape varies depending on the application and manufacturer selected.
F3200 | Clock, Battery, 12" Diameter | 1 | VV | Clock, 12" diameter. Round surface, easy to read numbers with sweep second hand. Wall mounted unit for use when impractical to install a fully synchronized clock system. Battery operated, (batteries not included).
25 - SB191 - Dlsys Ctr Male Staff Toilet, Bldg Sprt | 25 - SB191 - Dlsys Ctr Male Staff Toilet, Bldg Sprt | 25 - SB191 - Dlsys Ctr Male Staff Toilet, Bldg Sprt | 25 - SB191 - Dlsys Ctr Male Staff Toilet, Bldg Sprt | 25 - SB191 - Dlsys Ctr Male Staff Toilet, Bldg Sprt
JSN | NAME | QTY | ACQ/INS | DESCRIPTION
A1067 | Mirror, Float Glass, ADA Accessible | 1 | CC | A high quality 1/4" polished float glass mirror with a stainless steel frame. Frame holds mirror in a tilted position for accessibility and compliance with ADA requirements. Mirror has a galvanized steel back secured to frame with concealed screws with integral horizontal hanging brackets. Mirror shall be approximately 18" wide and 36" high. Other sizes are available.
A4995 | Table, Diaper Changing, Wall Mounted | 1 | CC | Wall mounted diaper changing table for use in public restrooms. Unit is a fold down system that folds upward when not in use for minimal intrusion into the room. Changing surface is contoured and has safety belt to insure that an infant will not fall from the table. Table is designed to hold no less than 250 pounds static weight. Closed dimensions are approximately 21" H x 36" W x 5" D. Open dimensions vary according to style. One system's open dimensions are 15 " high, 32" wide and 19" deep.
A5075 | Dispenser, Soap, Disposable | 1 | VV | Disposable soap dispenser. One-handed dispensing operation. Designed to accommodate disposable soap cartridge and valve.
A5082 | Dispenser, Paper Towel, Sensor, Hands Free | 1 | CC | A surface mounted, sensor activated, automatic, roll paper towel dispenser. The unit dispenses a paper towel automatically only when hands are place in position below the dispenser for maximum sanitation and hygiene. May include adjustable settings for sheet length, time delay, and sensor range. Unit is battery operated or with optional AC power adapter.
A5090 | Disposal, Sanitary Napkin, SS, Surface Mounted | 1 | CC | A surface mounted, satin finish stainless steel, sanitary napkin disposal. Disposal features a flip-up cover, secured to the container by a heavy duty stainless steel piano-hinge. Disposal may be secured to wall or toilet partition. For general purpose use in female toilet stalls or rooms and uni-sex toilet rooms.
A5109 | Grab Bar, 1-1/4" Dia., SS, 2 Wall, W/C Accessible | 1 | CC | A 1-1/4" diameter, satin finish stainless steel, peened gripping surface, 2 wall toilet stall/ room, grab bar with concealed mounting flanges. Snap over flanges are provided to conceal mounting screws. A selection of mounting kits and concealed anchor devices are available from the manufacturers for different types of installations. Grab bar shall comply with barrier-free accessibility guidelines for structural strength. For typical water closet applications in toilet stalls and rooms where ADA (American's With Disabilities Act) requirements must be met.
A5145 | Hook, Garment, Double, SS, Surface Mounted | 1 | CC | A surface mounted, satin finish stainless steel, double garment hook. Equipped with a concealed mounting bracket that is secured to a concealed wall plate. For general purpose use throughout the facility to hang various items of apparel.
A5200 | Dispenser, Toilet Tissue, SS, 2-Roll, Surface Mntd | 1 | CC | A concealed surface mounted, double roll, satin finish stainless steel, toilet tissue dispenser. Unit accommodates two standard-core toilet tissue rolls through 5" in diameter. Spindles are chrome plated plastic with a heavy-duty internal spring and turn freely for non-controlled delivery. For general purpose use in restrooms.
F2010 | Basket, Wastepaper, Step-On | 1 | VV | "Step-on" wastepaper basket with inner liner and foot petal activated flip top.
P3200 | Lavatory, Vitreous China, Slab Type w/Sens Op Fauc | 1 | CC | Wall mounted, slab type, vitreous china, lavatory (approximately 7 x 15 x 10 inches) with faucet holes on 4 inch centers; electronic sensor operated, goose neck spout and grid strainer. It shall be suitable for use in clinics, offices and patient care areas.
P9050 | Toilet, Wall Hung, Siphon Jet | 1 | CC | Siphon jet water closet/ toilet. This unit is wall hung with an elongated bowl, top spud flushometer, seat with open front and check hinge, and carrier. Used in restrooms throughout the health care facility.
5 - EDUCATION AREA | 5 - EDUCATION AREA | 5 - EDUCATION AREA | 5 - EDUCATION AREA | 5 - EDUCATION AREA
1 - SS204 - Dlsys Ctr Residency Director Office, Stff Sprt | 1 - SS204 - Dlsys Ctr Residency Director Office, Stff Sprt | 1 - SS204 - Dlsys Ctr Residency Director Office, Stff Sprt | 1 - SS204 - Dlsys Ctr Residency Director Office, Stff Sprt | 1 - SS204 - Dlsys Ctr Residency Director Office, Stff Sprt
JSN | NAME | QTY | ACQ/INS | DESCRIPTION
A1010 | Telecommunication Outlet | 2 | VV | Telecommunication outlet location.
A1015 | Telephone, Desk, Multiple Line | 1 | VV | Telephone, desk, multiple line.
A5145 | Hook, Garment, Double, SS, Surface Mounted | 1 | CC | A surface mounted, satin finish stainless steel, double garment hook. Equipped with a concealed mounting bracket that is secured to a concealed wall plate. For general purpose use throughout the facility to hang various items of apparel.
E0078 | Workstation, L-Shaped w/Peninsula, Free Std, 78x72 | 1 | VV | This section will provide a whole work station typical to quickly plan work areas in clinical or administrative spaces. There will be a price decrease if typical work stations are used with vertical hanging strips instead of panels. THIS TYPICAL INCLUDES: 4 standard solid panels; 2 panel connectors, 2-way corner; 1 panel-to-panel connector; 2 finished end hardware; 1 cantilevered work surface; 1 peninsula work surface; 2 lockable flipper units; 2 shelf, storage/display; 2 lights; 1 tack board, 48"W; 1 tool rail, 30"W; 1 paper tray; 1 diagonal tray; 1 adjustable keyboard tray; 1 mobile pedestal, box/file.
F0110 | Bookcase, 3 Shelf | 1 | VV | Freestanding open metal shelf book case, approximately 60" high X 36" wide X 18" deep with three (3) adjustable shelves and four (4) non-marking floor glides.
F0205 | Chair, Side With Arms | 2 | VV | Upholstered side chair, 32" high X 21" wide X 23" deep with arms, padded seats and padded backs. Seat height is a minimum of 17". Available with or without sled base.
F0275 | Chair, Swivel, High Back | 1 | VV | Highback contemporary swivel chair, 41" high X 23" wide X 23" deep with five (5) caster swivel base and arms. Chair may be used at desks or in conference rooms. Back and seat are foam padded and upholstered with either woven textile fabric or vinyl.
F0420 | Cabinet, Filing, Lateral, Half Height | 1 | VV | Half height two (2) or three (3) drawer lateral filing cabinet, 28" high X 42" wide X 18" deep with recessed handles, locking device and drawer label holders. Drawers are adaptable to either letter or legal size materials.
F2000 | Basket, Wastepaper, Fire Resistant | 1 | VV | Wastepaper basket, fire resistant, approximately 40 quart capacity. This unit is used to collect and temporarily store small quantities of paper refuse in patient rooms, administrative areas and nursing stations. Size and shape varies depending on the application and manufacturer selected.
F3200 | Clock, Battery, 12" Diameter | 1 | VV | Clock, 12" diameter. Round surface, easy to read numbers with sweep second hand. Wall mounted unit for use when impractical to install a fully synchronized clock system. Battery operated, (batteries not included).
M1801 | Computer, Microprocessing, w/Flat Panel Monitor | 1 | VV | Desk top microprocessing computer. The unit shall consist of a central processing mini tower, flat panel monitor, keyboard, mouse and speakers. The system shall have the following minimum characteristics: a 2.8 GHz Pentium processor; 512 MB memory; 80GB hard drive; 32/48x CD-ROMDVD combo; 1.44MB network interface card; video 32 MB NVIDIA; a 18 inch flat panel monitor. The computer is used throughout the facility to input, manipulate and retrieve information.
2 - SS111 - Dlsys Ctr Resident Training Room, Educ Svc | 2 - SS111 - Dlsys Ctr Resident Training Room, Educ Svc | 2 - SS111 - Dlsys Ctr Resident Training Room, Educ Svc | 2 - SS111 - Dlsys Ctr Resident Training Room, Educ Svc | 2 - SS111 - Dlsys Ctr Resident Training Room, Educ Svc
JSN | NAME | QTY | ACQ/INS | DESCRIPTION
A1010 | Telecommunication Outlet | 3 | VV | Telecommunication outlet location.
F0115 | Bookcase, Open, 5 Shelf | 1 | VV | Freestanding open shelf bookcase, approximately 82" high X 37" wide X 18" deep with 5 (five) adjustable shelves. Unit can be separate or part of a system with available add-on shelving.
F0300 | Chair, Task, Swivel, With Arms | 6 | VV | Task chair, approximately 34" H X 26" W X 22" D with adjustable arms and a five caster adjustable swivel base. Seat and back are foam padded and upholstered in woven fabric or vinyl.
F0780 | Table, Work, 60W x 30D | 6 | VV | Work table approximately 29" high X 60" wide X 30" deep with top and four (4) non-folding legs.
F2000 | Basket, Wastepaper, Fire Resistant | 1 | VV | Wastepaper basket, fire resistant, approximately 40 quart capacity. This unit is used to collect and temporarily store small quantities of paper refuse in patient rooms, administrative areas and nursing stations. Size and shape varies depending on the application and manufacturer selected.
F3200 | Clock, Battery, 12" Diameter | 1 | VV | Clock, 12" diameter. Round surface, easy to read numbers with sweep second hand. Wall mounted unit for use when impractical to install a fully synchronized clock system. Battery operated, (batteries not included).
M1801 | Computer, Microprocessing, w/Flat Panel Monitor | 6 | VV | Desk top microprocessing computer. The unit shall consist of a central processing mini tower, flat panel monitor, keyboard, mouse and speakers. The system shall have the following minimum characteristics: a 2.8 GHz Pentium processor; 512 MB memory; 80GB hard drive; 32/48x CD-ROMDVD combo; 1.44MB network interface card; video 32 MB NVIDIA; a 18 inch flat panel monitor. The computer is used throughout the facility to input, manipulate and retrieve information.